## AT Ph 1 Trail
Atwood Phase 1 Trail
Bid Tab
2015-02-17
|  |  |  | Bidder 1 |  | Bidder 2 |  | Bidder 3 |  | Bidder 4 |  | Bidder 5 |  | Bidder 6 |  | Bidder 7 |  | Bidder 8 |  | Bidder 9 |  | Bidder 10
| Item |  | Qty | Unit Price | Total | Unit Price | Total | Unit Price | Total | Unit Price | Total | Unit Price | Total | Unit Price | Total | Unit Price | Total | Unit Price | Total | Unit Price | Total | Unit Price | Total
SECTION 1 - ROADWAY
1 | Clearing and Grubbing, As Per Plan | 1 | LS | 3800 | 3800 | 2500 | 2500 | 15000 | 15000 | 18000 | 18000 | 6500 | 6500 | 35080.1 | 35080.1 | 21327 | 21327 | 35450 | 35450 | 8700 | 8700 | 28222 | 28222
2 | Pipe Removed | 51 | LF | 3 | 153 | 8 | 408 | 11 | 561 | 15 | 765 | 7.25 | 369.75 | 35.15 | 1792.65 | 8.25 | 420.75 | 16 | 816 | 2 | 102 | 5 | 255
3 | Excavation, Trail | 1 | L | 4000 | 4000 | 14500 | 14500 | 13750 | 13750 | 8848 | 8848 | 17432 | 17432 | 8501.5 | 8501.5 | 46592 | 46592 | 9638 | 9638 | 12000 | 12000 | 10056 | 10056
4 | Embankment, Trail | 1 | LS | 6400 | 6400 | 9000 | 9000 | 14000 | 14000 | 8580 | 8580 | 26740 | 26740 | 6628.55 | 6628.55 | 16223 | 16223 | 10905 | 10905 | 14000 | 14000 | 15056 | 15056
5 | Excavation, Parking Lot | 143 | CY | 15 | 2145 | 25 | 3575 | 14 | 2002 | 14 | 2002 | 28.5 | 4075.5 | 14.35 | 2052.05 | 12.5 | 1787.5 | 12.65 | 1808.95 | 8 | 1144 | 8 | 1144
6 | Embankment, Parking Lot | 117 | CY | 20 | 2340 | 11 | 1287 | 11 | 1287 | 12 | 1404 | 36 | 4212 | 4.65 | 544.05 | 10.9 | 1275.3 | 12.65 | 1480.05 | 8 | 936 | 20 | 2340
7 | Granular Material, #1 & #2 Crushed Stone | 50 | CY | 47.5 | 2375 | 84 | 4200 | 42 | 2100 | 40 | 2000 | 68 | 3400 | 68.25 | 3412.5 | 62.4 | 3120 | 91.75 | 4587.5 | 76 | 3800 | 45 | 2250
8 | Subgrade Compaction | 5026 | SY | 0.5 | 2513 | 0.8 | 4020.8 | 0.5 | 2513 | 2 | 10052 | 0.35 | 1759.1 | 1 | 5026 | 1.8 | 9046.8 | 0.65 | 3266.9 | 1 | 5026 | 1 | 5026
9 | Proof Rolling | 3 | HR | 90 | 270 | 120 | 360 | 112 | 336 | 400 | 1200 | 175 | 525 | 138 | 414 | 188 | 564 | 118.25 | 354.75 | 90 | 270 | 100 | 300
10 | Fence, Misc. : Timber Rail Fence | 152 | FT | 46 | 6992 | 40 | 6080 | 40 | 6080 | 15 | 2280 | 72 | 10944 | 64 | 9728 | 18.2 | 2766.4 | 88.5 | 13452 | 65 | 9880 | 45 | 6840
11 | Topsoil Stockpiled | 330 | CY | 3 | 990 | 23.5 | 7755 | 22 | 7260 | 2 | 660 | 19 | 6270 | 6.75 | 2227.5 | 8.2 | 2706 | 4 | 1320 | 9 | 2970 | 14 | 4620
12 | Placing Stockpiles Topsoil | 330 | CY | 18 | 5940 | 32 | 10560 | 22 | 7260 | 4 | 1320 | 22 | 7260 | 19.6 | 6468 | 7.8 | 2574 | 16.25 | 5362.5 | 9 | 2970 | 51 | 16830
13 | Geotextile Fabric, 712.09, Type D. | 1000 | SY | 1 | 1000 | 3.25 | 3250 | 1.5 | 1500 | 2 | 2000 | 2.85 | 2850 | 3 | 3000 | 1.4 | 1400 | 1.25 | 1250 | 1.8 | 1800 | 2 | 2000
| SUBTOTAL |  |  |  | 38918 |  | 67495.8 |  | 73649 |  | 59111 |  | 92337.35 |  | 84874.9 |  | 109802.75 |  | 89691.65 |  | 63598 |  | 94939
SECTION 2 - EROSION CONTROL
14 | Seeding and Mulching, As Per Plan | 3267 | SY | 0.8 | 2613.6 | 2.8 | 9147.6 | 1 | 3267 | 1 | 3267 | 1.92 | 6272.64 | 1.25 | 4083.75 | 0.8 | 2613.6 | 1.3 | 4247.1 | 1.51 | 4933.17 | 2 | 6534
15 | Silt Fence | 456 | FT | 2.5 | 1140 | 3 | 1368 | 3 | 1368 | 1.5 | 684 | 2.85 | 1299.6 | 3.35 | 1527.6 | 3.2 | 1459.2 | 3.65 | 1664.4 | 2 | 912 | 2 | 912
16 | Bale Check Dam | 4 | EA | 90 | 360 | 70 | 280 | 100 | 400 | 100 | 400 | 145 | 580 | 263 | 1052 | 102 | 408 | 91.5 | 366 | 165 | 660 | 100 | 400
17 | Concrete Washout | 1 | EA | 100 | 100 | 1000 | 1000 | 650 | 650 | 250 | 250 | 300 | 300 | 1047.75 | 1047.75 | 334 | 334 | 750 | 750 | 400 | 400 | 200 | 200
18 | Slope Protection Matting | 283 | SY | 2.4 | 679.2 | 4 | 1132 | 3 | 849 | 2 | 566 | 3.8 | 1075.4 | 7.9 | 2235.7 | 2.6 | 735.8 | 3.3 | 933.9 | 2 | 566 | 5 | 1415
19 | Construction Access Drive (Temp) | 1 | EA | 1300 | 1300 | 4600 | 4600 | 2000 | 2000 | 1500 | 1500 | 850 | 850 | 3285 | 3285 | 1098 | 1098 | 2075 | 2075 | 1500 | 1500 | 1000 | 1000
| SUBTOTAL |  |  |  | 6192.8 |  | 17527.6 |  | 8534 |  | 6667 |  | 10377.64 |  | 13231.8 |  | 6648.6 |  | 10036.4 |  | 8971.17 |  | 10461
SECTION 3 - DRAINAGE
20 | Ditch Cleanout | 400 | FT | 4 | 1600 | 9 | 3600 | 5 | 2000 | 2 | 800 | 3.1 | 1240 | 12.6 | 5040 | 5.6 | 2240 | 6.5 | 2600 | 4 | 1600 | 3 | 1200
21 | Rock Channel protection, Type D, With Filter | 0.55 | CY | 450 | 247.5 | 480 | 264 | 1000 | 550 | 500 | 275 | 230 | 126.5 | 443.81 | 244.1 | 260 | 143 | 875 | 481.25 | 500 | 275 | 400 | 220
22 | 4" Shallow Pipe Underdrains, As Per Plan | 525 | FT | 8 | 4200 | 10 | 5250 | 17 | 8925 | 8 | 4200 | 9.25 | 4856.25 | 11.1 | 5827.5 | 5.8 | 3045 | 12 | 6300 | 5 | 2625 | 7 | 3675
23 | 24" Conduit, Type C, 707.33 | 12 | FT | 52 | 624 | 69.5 | 834 | 51 | 612 | 50 | 600 | 54 | 648 | 91.15 | 1093.8 | 48.9 | 586.8 | 80.75 | 969 | 80 | 960 | 85 | 1020
24 | 12" Conduit, Type B, 706.02 | 64 | FT | 73 | 4672 | 68 | 4352 | 37 | 2368 | 40 | 2560 | 66 | 4224 | 43.35 | 2774.4 | 42.3 | 2707.2 | 51.5 | 3296 | 60 | 3840 | 40 | 2560
25 | 12" Conduit, Type B, 707.33 | 337 | FT | 44 | 14828 | 41.5 | 13985.5 | 28 | 9436 | 15 | 5055 | 33 | 11121 | 24.2 | 8155.4 | 64.8 | 21837.6 | 27.5 | 9267.5 | 40 | 13480 | 31 | 10447
26 | 4" Conduit, Type F, For Underdrain Outlet | 300 | FT | 8 | 2400 | 11.55 | 3465 | 15 | 4500 | 8 | 2400 | 12.25 | 3675 | 12.2 | 3660 | 5.8 | 1740 | 11 | 3300 | 5 | 1500 | 7 | 2100
| SUBTOTAL |  |  |  | 28571.5 |  | 31750.5 |  | 28391 |  | 15890 |  | 25890.75 |  | 26795.2 |  | 32299.6 |  | 26213.75 |  | 24280 |  | 21222
SECTION 4-PAVEMENT
27 | Aggregate Base | 748 | CY | 59.5 | 44506 | 47 | 35156 | 50 | 37400 | 65 | 48620 | 59.78 | 44715.44 | 69.2 | 51761.6 | 59.6 | 44580.8 | 53 | 39644 | 60 | 44880 | 60 | 44880
28 | Tack Coat | 38 | GAL | 12 | 456 | 2.7 | 102.6 | 10.5 | 399 | 11 | 418 | 8 | 304 | 15.85 | 602.3 | 3.4 | 129.2 | 12 | 456 | 10 | 380 | 12 | 456
29 | Asphalt Concrete Surface Course, Type 1, PG64-22 | 239 | CY | 230 | 54970 | 185 | 44215 | 208 | 49712 | 215 | 51385 | 194.89 | 46578.71 | 203.15 | 48552.85 | 204.4 | 48851.6 | 234 | 55926 | 430 | 102770 | 220 | 52580
30 | Asphalt Concrete Intermediate Course, Type 2, PG64-22 - 3" Thick | 79 | CY | 235 | 18565 | 180 | 14220 | 208 | 16432 | 215 | 16985 | 159.85 | 12628.15 | 192.6 | 15215.4 | 192.6 | 15215.4 | 234 | 18486 | 430 | 33970 | 220 | 17380
31 | Detectable Warnings | 64 | SF | 24 | 1536 | 12 | 768 | 40 | 2560 | 30 | 1920 | 40 | 2560 | 28.85 | 1846.4 | 16.5 | 1056 | 53.25 | 3408 | 22 | 1408 | 20 | 1280
32 | Curb Ramp, As Per Plan | 400 | SF | 17 | 6800 | 12 | 4800 | 14.5 | 5800 | 12 | 4800 | 9 | 3600 | 11.1 | 4440 | 12.25 | 4900 | 18.25 | 7300 | 8 | 3200 | 5 | 2000
33 | Precast Wheelstop | 19 | EA | 59 | 1121 | 95 | 1805 | 112 | 2128 | 125 | 2375 | 70 | 1330 | 127 | 2413 | 92 | 1748 | 62.5 | 1187.5 | 71 | 1349 | 55 | 1045
| SUBTOTAL |  |  |  | 127954 |  | 101066.6 |  | 114431 |  | 126503 |  | 111716.3 |  | 124831.55 |  | 116481 |  | 126407.5 |  | 187957 |  | 119621
SECTION 5- TRAFFIC CONTROL
34 | Maintaining Traffic | 1 | LS | 700 | 700 | 6000 | 6000 | 5500 | 5500 | 2000 | 2000 | 1400 | 1400 | 5685.9 | 5685.9 | 2977 | 2977 | 6700 | 6700 | 500 | 500 | 1333 | 1333
35 | Mobilization | 1 | LS | 4200 | 4200 | 7500 | 7500 | 4500 | 4500 | 20000 | 20000 | 5500 | 5500 | 10885 | 10885 | 3124 | 3124 | 12300 | 12300 | 500 | 500 | 8833 | 8833
36 | Sign, Flat Sheet | 141 | SF | 12 | 1692 | 20 | 2820 | 23 | 3243 | 15 | 2115 | 4 | 564 | 23.8 | 3355.88 | 20.75 | 2925.75 | 4.75 | 669.75 | 45 | 6345 | 15 | 2115
37 | Ground Mounted Support No. 3 Post | 280 | FT | 7 | 1960 | 8 | 2240 | 11.25 | 3150 | 7 | 1960 | 3 | 840 | 13.6 | 3808 | 10.5 | 2940 | 2.85 | 798 | 12 | 3360 | 5 | 1400
38 | Crosswalk Line, Type 1 | 48 | FT | 12 | 576 | 9.5 | 456 | 1.5 | 72 | 4 | 192 | 0.35 | 16.8 | 19.5 | 936 | 3.5 | 168 | 0.3 | 14.4 | 1.65 | 79.2 | 1 | 48
39 | Parking Lot Stall Marking, Type 1 | 324 | FT | 3.5 | 1134 | 0.35 | 113.4 | 0.5 | 162 | 3.5 | 1134 | 0.63 | 204.12 | 2 | 648 | 2.75 | 891 | 0.75 | 243 | 1.65 | 534.6 | 1 | 324
40 | Handicap Symbol Marking, Type 1 | 2 | EA | 89 | 178 | 75 | 150 | 50 | 100 | 250 | 500 | 25 | 50 | 330 | 660 | 142 | 284 | 17.75 | 35.5 | 140 | 280 | 18 | 36
41 | Construction Layout Takes | 1 | LS | 2700 | 2700 | 4500 | 4500 | 3000 | 3000 | 9000 | 9000 | 2150 | 2150 | 3520 | 3520 | 3452 | 3452 | 10150 | 10150 | 500 | 500 | 11889 | 11889
| SUBTOTAL |  |  |  | 13140 |  | 23779.4 |  | 19727 |  | 36901 |  | 10724.92 |  | 29498.78 |  | 16761.75 |  | 30910.65 |  | 12098.8 |  | 25978
42 | Premium for Contract Performance Bond and For Payment | 1 | LS | 5000 | 5000 | 2000 | 2000 | 3650 | 3650 | 6250 | 6250 | 2500 | 2500 | n/a | n/a | 4128 | 4128 | 2575 | 2575 | 1 | 1 | 4352 | 4352
| TOTAL OF ALL BID PRICES |  |  |  | 219776.3 |  | 243619.9 |  | 248382 |  | 251322 |  | 253546.96 |  | 279232.23 |  | 286121.7 |  | 285834.95 |  | 296905.97 |  | 276573
| TOTAL AS SHOWING ON BID |  |  |  | 219776.3 |  | 243619.9 |  | 248382 |  | 251322 |  | 253546.96 |  | 279232.15 |  | 283508.1 |  | 285834.95 |  | 296905.97 |  | 276573
| DIFFERENCE |  |  |  | 0 |  | 0 | [7 empty] | -0.1
Bid results changed to reflect correct bid amount

## AT Trail Lighting
Atwood Amphitheater Trail Lighting
Bid Tab
2015-07-14
|  |  |  | Bidder 1 |  | Bidder 2 |  | Bidder 3
| Item | Qty | Unit | unit cost | total | unit cost | total | unit cost | total
1 | Mobilization | 1 | LS | 2000 | 2000 | 1680.8 | 1680.8 | 4000 | 4000
2 | Service Wiring to Pedestal | 40 | LF | 27.7 | 1108 | 29.25 | 1170 | 46 | 1840
3 | Power Pedestal/ Connection | 1 | EA | 3740 | 3740 | 5371.3 | 5371.3 | 4100 | 4100
4 | Trench Excavation/ Backfill | 1181 | LF | 8.77 | 10357.37 | 7.55 | 8916.55 | 14.2 | 16770.2
5 | Lighting Conduit/Wire | 1156 | LF | 7.97 | 9213.32 | 5.4 | 6242.4 | 11.15 | 12889.4
6 | Light Pole Base | 10 | EA | 740 | 7400 | 1198.78 | 11987.8 | 1085 | 10850
7 | Alumm. Light Pole | 10 | EA | 3900 | 39000 | 1969.44 | 19694.4 | 2275 | 22750
8 | LED Fixture | 10 | EA | 0 | 0 | 1969.44 | 19694.4 | 1140 | 11400
9 | Pole Installation | 10 | EA | 440 | 4400 | 295.02 | 2950.2 | 790 | 7900
10 | Maintenance of Trail Traffic | 1 | LS | 1500 | 1500 | 972.4 | 972.4 | 2220 | 2220
11 | Bid Guarantee and Contract Bond/ Incidentals | 1 | LS | 1870.01 | 1870.01 | 3010.4 | 3010.4 | 2460 | 2460
12 | Contingency Allowance | 1 | LS | 5000 | 5000 | 5000 | 5000 | 5000 | 5000
| subtotal - base bid |  |  |  | 85588.7 |  | 86690.65 |  | 102179.6
| alternate 001 |  |  |  | 15403.31 |  | 17228.75 |  | 22750
| total with alternate |  |  |  | 100992.01 |  | 103919.4 |  | 124929.6

## AT Ph 2 Trail
Atwood Phase 2 Trail and bridge
Bid Tab
2015-12-08
[6 empty] | Bidder 1 |  | Bidder 2 |  | Bidder 3
| No.: | Item: | Description | Unit | Quantity | Bid Price | Total | Bid Price | Total | Bid Price | Total
Section 1 | 1 | 201 | Clearing and Grubbing, As Per Plan | LS | 1 | 20000 | 20000 | 21000 | 21000 | 25000 | 25000
Roadway | 2 | 203 | Excavation | CY | 2115 | 8 | 16920 | 11 | 23265 | 12 | 25380
| 3 | 203 | Embankment | CY | 640 | 10 | 6400 | 6 | 3840 | 16 | 10240
| 4 | 204 | Subgrade Compaction | SY | 1080 | 2 | 2160 | 2 | 2160 | 1.25 | 1350
| 5 | 204 | Proof Rolling | HR | 2 | 50 | 100 | 120 | 240 | 125 | 250
| 6 | 651 | Topsoil Stockpiled | CY | 313 | 10 | 3130 | 11 | 3443 | 8 | 2504
| 7 | 652 | Placing Stockpiled Topsoil | CY | 313 | 12 | 3756 | 12.5 | 3912.5 | 17 | 5321
Section 2 | 8 | 659 | Seeding and Mulching, As Per Plan, Slope Stabilization Mix | SY | 1993 | 1.25 | 2491.25 | 2.5 | 4982.5 | 1.45 | 2889.85
Erosion Control | 9 | 659 | Seeding and Mulching, As Per Plan, Shoreline Mix | SY | 831 | 1.5 | 1246.5 | 3 | 2493 | 1.45 | 1204.95
| 10 | 671 | Slope Protection Matting, As Per Plan | SY | 1475 | 2 | 2950 | 0.5 | 737.5 | 5 | 7375
| 11 | 832 | Perimeter Filter Fabric Fence | FT | 955 | 2 | 1910 | 2.25 | 2148.75 | 3.5 | 3342.5
| 12 | 832 | Construction Access Drive (Temp) | EA | 2 | 18000 | 36000 | 2300 | 4600 | 1500 | 3000
| 13 | 832 | Concrete Washout Station (Temp) | EA | 1 | 500 | 500 | 1500 | 1500 | 500 | 500
Section 3 | 14 | 511 | Class C Concrete, Headwall | CY | 1 | 1500 | 1500 | 900 | 900 | 1950 | 1950
Drainage | 15 | 601 | Rock Channel Protection, Type C, With Filter | CY | 2.22 | 80 | 177.6 | 150 | 333 | 2.2 | 4.884
| 16 | 605 | 4" Shallow Pipe Underdrains, As Per Plan | FT | 1056 | 6 | 6336 | 9.5 | 10032 | 10 | 10560
| 17 | 811 | 12" Conduit, Type B, 707.33 | FT | 109 | 40 | 4360 | 57 | 6213 | 65 | 7085
| 18 | 811 | 4" Conduit, Type F, For Underdrain Outlet | FT | 280 | 5 | 1400 | 11 | 3080 | 10 | 2800
| 19 | 811 | Precast Reinforced Concrete Outlet | EA | 5 | 200 | 1000 | 160 | 800 | 225 | 1125
Section 4 | 20 | 304 | Aggregate Base | CY | 155 | 90 | 13950 | 69 | 10695 | 22 | 3410
Pavement | 21 | 448 | Asphalt Concrete Surface Course, Type 1, PG 64-22 (2 1/2 ") | CY | 48 | 365 | 17520 | 215 | 10320 | 275 | 13200
| 22 | 608 | Concrete Walk, As Per Plan | SF | 694 | 10 | 6940 | 8.5 | 5899 | 9 | 6246
| 23 | SPEC | #10 Natural Sand | CY | 6 | 50 | 300 | 110 | 660 | 75 | 450
| 24 | SPEC | #8 Limestone | CY | 4 | 70 | 280 | 95 | 380 | 75 | 300
| 25 | SPEC | #1 & #2 Gravel | CY | 16 | 70 | 1120 | 66 | 1056 | 150 | 2400
| 26 | 204 | #1 & #2 Crushed Stone | CY | 20 | 80 | 1600 | 65 | 1300 | 100 | 2000
| 27 | 204 | Geotextile Fabric, 712.09, Type D | SY | 200 | 2 | 400 | 1 | 200 | 5 | 1000
Section 5 | 28 | 659 | 18" Topsoil for Perrenials, As Per Plan | CY | 8 | 40 | 320 | 97 | 776 | 45 | 360
Plantings | 29 | 661 | Ornamental Tree, Ostrya virginiana | EA | 5 | 350 | 1750 | 585 | 2925 | 400 | 2000
| 30 | 661 | Deciduous Shrub, Rhus aromatica 'Gro Low' | EA | 91 | 60 | 5460 | 60 | 5460 | 45 | 4095
| 31 | 661 | Deciduous Shrub, Clethra alnifolia 'Sixteen Candles' | EA | 50 | 60 | 3000 | 60 | 3000 | 50 | 2500
| 32 | 661 | Perennials, Asclepias tuberosa | EA | 53 | 30 | 1590 | 68 | 3604 | 25 | 1325
Section 6 | 33 | 614 | Maintaining Traffic, As Per Plan | LS | 1 | 500 | 500 | 1500 | 1500 | 5000 | 5000
Traffic Control | 34 | 623 | Construction Layout Stakes | LS | 1 | 10000 | 10000 | 3000 | 3000 | 0 | 0
| 35 | 624 | Mobilization | LS | 1 | 20000 | 20000 | 4000 | 4000 | 20000 | 20000
| 36 | 630 | Sign, Flat Sheet | SF | 64 | 28 | 1792 | 13 | 832 | 25 | 1600
| 37 | 630 | Ground Mounted Support, No. 3 Post | FT | 84 | 11 | 924 | 15 | 1260 | 10 | 840
| 38 | 642 | Crosswalk Line, Type 1 | FT | 64 | 45 | 2880 | 25 | 1600 | 35 | 2240
| 39 | SPEC | Kayak Tether Post | EA | 4 | 125 | 500 | 145 | 580 | 250 | 1000
| 40 | SPEC | Collapsible Bollard | EA | 2 | 750 | 1500 | 310 | 620 | 0 | 0
Section 7 | 41 | 503 | Unclassified Excavation | LS | 1 | 10000 | 10000 | 32000 | 32000 | 5000 | 5000
Structure | 42 | 503 | Cofferdams and Excavation Bracing | LS | 1 | 1500 | 1500 | 54000 | 54000 | 0 | 0
| 43 | 505 | Pile Driving Equipment Mobilization | LS | 1 | 10000 | 10000 | 9000 | 9000 | 15000 | 15000
| 44 | 507 | Timber Piles, Furnished | FT | 3390 | 21 | 71190 | 10.5 | 35595 | 42 | 142380
| 45 | 507 | Timber Piles, Driven | FT | 3170 | 3 | 9510 | 11 | 34870 | 0 | 0
| 46 | 509 | Epoxy Coated Reinforcing Steel | LB | 8889 | 1.5 | 13333.5 | 1.35 | 12000.15 | 1.75 | 15555.75
| 47 | 511 | Class QC1 Concrete, Abutment Including Footing | CY | 122 | 500 | 61000 | 805 | 98210 | 400 | 48800
| 48 | 512 | Sealing of Concrete Surfaces (Epoxy-Urethane) | SY | 54 | 16 | 864 | 19 | 1026 | 20 | 1080
| 49 | 517 | Railing, Misc.: Handrail | FT | 545 | 160 | 87200 | 205 | 111725 | 150 | 81750
| 50 | 518 | Porous Backfill with Filter Fabric | CY | 60 | 70 | 4200 | 75 | 4500 | 75 | 4500
| 51 | 518 | 6" Perforated Corrugated Plastic Pipe | FT | 67 | 10 | 670 | 8 | 536 | 10 | 670
| 52 | 518 | 6" Non-Perforated Corrugated Plastic Pipe, Including Specials | FT | 40 | 10 | 400 | 8 | 320 | 15 | 600
| 53 | 526 | Approach Slabs, Misc.: Reinforced Concrete Approach Slabs, (T=8"), As Per Plan | SY | 92 | 250 | 23000 | 150 | 13800 | 150 | 13800
| 54 | 601 | Rock Channel Protection, Type C, with Filter Fabric | CY | 35 | 80 | 2800 | 45 | 1575 | 75 | 2625
| 55 | Special | Timber Pile Testing Program, As Per Plan | LS | 1 | 7000 | 7000 | 7800 | 7800 | 15000 | 15000
| 56 | Special | Structure Misc.: Boardwalk Decking, Joists, Pile Caps | LS | 1 | 200000 | 200000 | 200000 | 200000 | 160000 | 160000
| 57 | 103 | Premium for Contract Performance Bond and For Payment |  | 1 | 7500 | 7500 | 10000 | 10000 | 3579 | 3579
[5 empty] | Total all Base Bids |  | 714830.85 |  | 782304.4 |  | 692187.934
76056.86
768244.794

## AT Tree Clear
ATWOOD LAKE AREA 20 CAMPGROUND TREE CLEARING
Bid Tabulation
2016-02-12
[5 empty] | Eng Estimate |  | Bidder 1 |  | Bidder 2 |  | Bidder 3
No. | Item No. | Description | QTY | UNITS | UNIT PRICE | ITEM COST | UNIT PRICE | ITEM COST | UNIT PRICE | ITEM COST | UNIT PRICE | ITEM COST
1 | 624 | Mobilization, Construction Staging Areas & On-site access Roads | 1 | LS | 3400 | 3400 | 12160 | 12160 | 10000 | 10000 | 10000 | 10000
2 | 201 | Clear & Grubbing- Undisturbed Areas, as per Plan | 8.9 | AC | 4000 | 35600 | 18110 | 161179 | 4420 | 39338 | 3660 | 32574
3 | 201 | Clear & Grubbing- Group and Primitive Camp Areas, as per Plan | 7.5 | AC | 4300 | 32250 | 18110 | 135825 | 4420 | 33150 | 2500 | 18750
4 | 832 | Perimeter Filter Fence, as per Plan | 2500 | LF | 3.5 | 8750 | 8.64 | 21600 | 3.95 | 9875 | 1 | 2500
5 | ALLOW | Allowance for Tuscarawas County Engineer Haul Road Permit Fees/Bonds | 1 | LS | 5000 | 5000 | 5000 | 5000 | 5000 | 5000 | 5000 | 5000
Total Bid Amount | [5 empty] | 85000 |  | 335764 |  | 97363 |  | 68824
Percent under/above Estimate | [7 empty] | 295% |  | 14.54% |  | -19.03%
Addenda Acknowledged | [7 empty] | No |  | No |  | Yes
Bid Bond | [7 empty] | Yes |  | Yes |  | Yes

## AT Area 20
|  |  | Atwood Area 20 Campground Renovations |  |  | EE = $6,942,152.00
Bid Tab
2016-09-22
[5 empty] | Bidder 1 |  | Bidder 2 |  | Bidder 3 |  | Bidder 4 |  | Bidder 5 |  | Bidder 6 |  | Bidder 7 |  | Bidder 8 |  | Bidder 9
ITEM NO | ODOT CMS NO | DESCRIPTION | ESTIMATED BID QUANTITY | UNIT OF MEASURE | UNIT PRICE | TOTAL | UNIT PRICE | TOTAL | UNIT PRICE | TOTAL | UNIT PRICE | TOTAL | UNIT PRICE | TOTAL | UNIT PRICE | TOTAL | UNIT PRICE | TOTAL | UNIT PRICE | TOTAL | UNIT PRICE | TOTAL
DIVISION 2A - DEMOLITION
1 |  | Pavement Removal | 6621 | SY | 1 | 6621 | 4.5 | 29794.5 | 5 | 33105 | 6.25 | 41381.25 | 2 | 13242 | 2 | 13242 | 2 | 13242 | 2 | 13242 | 3.1 | 20525.1
2 | 201 | Clearing and Grubbing | 1 | LS | 30000 | 30000 | 73000 | 73000 | 69000 | 69000 | 27500 | 27500 | 50000 | 50000 | 45500 | 45500 | 44405 | 44405 | 100000 | 100000 | 35500 | 35500
3 |  | Building Demolition - Existing Restroom | 1 | LS | 5000 | 5000 | 4000 | 4000 | 17000 | 17000 | 3600 | 3600 | 4000 | 4000 | 655 | 655 | 642 | 642 | 20000 | 20000 | 2200 | 2200
4 |  | Remove Utility Line | 3791 | LF | 7 | 26537 | 7 | 26537 | 1 | 3791 | 2.25 | 8529.75 | 3.5 | 13268.5 | 4.5 | 17059.5 | 4 | 15164 | 3.3 | 12510.3 | 4 | 15164
5 |  | Remove Inlet/Headwall | 6 | EA | 400 | 2400 | 250 | 1500 | 50 | 300 | 110 | 660 | 250 | 1500 | 365 | 2190 | 357 | 2142 | 375 | 2250 | 334.25 | 2005.5
[6 empty] | 0 |  | 0 |  | 0 |  | 0 |  | 0 |  | 0 |  | 0 |  | 0 |  | 0
|  | DIVISION 2B - UTILITIES |  |  |  | 0 |  | 0 |  | 0 |  | 0 |  | 0 |  | 0 |  | 0 |  | 0 |  | 0
6 |  | 8" Sanitary Sewer Main w/Gravel Backfill | 2539 | LF | 110 | 279290 | 62 | 157418 | 100 | 253900 | 48 | 121872 | 90 | 228510 | 124 | 314836 | 118 | 299602 | 85 | 215815 | 93.2 | 236634.8
7 |  | 8" Sanitary Sewer Main w/ Native Backfill | 1270 | LF | 50 | 63500 | 43 | 54610 | 50 | 63500 | 17.5 | 22225 | 45 | 57150 | 38.5 | 48895 | 37 | 46990 | 61 | 77470 | 47 | 59690
8 |  | Sanitary Sewer Manholes | 25 | EA | 3000 | 75000 | 2500 | 62500 | 2500 | 62500 | 1650 | 41250 | 4000 | 100000 | 4400 | 110000 | 4303 | 107575 | 3100 | 77500 | 3540 | 88500
9 |  | Sanitary Sewer Manholes with Inside Drop | 2 | EA | 5000 | 10000 | 4500 | 9000 | 4000 | 8000 | 4200 | 8400 | 6000 | 12000 | 4100 | 8200 | 3984 | 7968 | 5300 | 10600 | 7150 | 14300
10 |  | Lift Stations (Complete) | 2 | EA | 47200 | 94400 | 39000 | 78000 | 40000 | 80000 | 35000 | 70000 | 65000 | 130000 | 55000 | 110000 | 53500 | 107000 | 90000 | 180000 | 41250 | 82500
11 |  | Sanitary Sewer Force Main | 1510 | LF | 16 | 24160 | 9 | 13590 | 12 | 18120 | 11 | 16610 | 25 | 37750 | 9 | 13590 | 8 | 12080 | 37 | 55870 | 16.1 | 24311
12 |  | Connect to Existing Sewer | 1 | EA | 1000 | 1000 | 2300 | 2300 | 2000 | 2000 | 1350 | 1350 | 3500 | 3500 | 12000 | 12000 | 11717 | 11717 | 940 | 940 | 685 | 685
13 |  | 4" Sewer Laterals - Complete Incl Cleanouts | 16062 | LF | 29 | 465798 | 25.5 | 409581 | 15 | 240930 | 32 | 513984 | 18.5 | 297147 | 33 | 530046 | 31 | 497922 | 40 | 642480 | 34.8 | 558957.6
14 |  | 8" Water Main w/Gravel Backfill | 837 | LF | 110 | 92070 | 42 | 35154 | 40 | 33480 | 35 | 29295 | 60 | 50220 | 41 | 34317 | 40 | 33480 | 36 | 30132 | 47.8 | 40008.6
15 |  | 6" Water Main w/Gravel Backfill | 1003 | LF | 60 | 60180 | 38 | 38114 | 30 | 30090 | 31 | 31093 | 50 | 50150 | 40 | 40120 | 39 | 39117 | 30 | 30090 | 43.9 | 44031.7
16 |  | 4" Water Main w/Gravel Backfill | 2922 | LF | 45 | 131490 | 33.5 | 97887 | 25 | 73050 | 24 | 70128 | 40 | 116880 | 27 | 78894 | 26 | 75972 | 25 | 73050 | 38.25 | 111766.5
17 |  | 2" Water Main w/Gravel Backfill | 1227 | LF | 40 | 49080 | 31 | 38037 | 20 | 24540 | 17.5 | 21472.5 | 34 | 41718 | 25 | 30675 | 24 | 29448 | 22 | 26994 | 30 | 36810
18 |  | 8" Gate Valve | 5 | EA | 1400 | 7000 | 1350 | 6750 | 1500 | 7500 | 1225 | 6125 | 2500 | 12500 | 1800 | 9000 | 1605 | 8025 | 1100 | 5500 | 1869 | 9345
19 |  | 6" Gate Valve | 10 | EA | 1000 | 10000 | 985 | 9850 | 1200 | 12000 | 900 | 9000 | 1800 | 18000 | 1100 | 11000 | 1017 | 10170 | 980 | 9800 | 1750 | 17500
20 |  | 4" Gate Valve | 9 | EA | 800 | 7200 | 860 | 7740 | 1000 | 9000 | 775 | 6975 | 1600 | 14400 | 1200 | 10800 | 1070 | 9630 | 1100 | 9900 | 1500 | 13500
21 |  | 2" Gate Valve | 5 | EA | 600 | 3000 | 655 | 3275 | 500 | 2500 | 575 | 2875 | 1400 | 7000 | 1000 | 5000 | 856 | 4280 | 755 | 3775 | 1400 | 7000
22 |  | 8" x 8" Tapping Sleeve and Valve | 1 | EA | 5500 | 5500 | 4100 | 4100 | 5000 | 5000 | 4000 | 4000 | 6000 | 6000 | 4500 | 4500 | 4173 | 4173 | 3900 | 3900 | 7100 | 7100
23 |  | 8" x 2" Tapping Sleeve and Valve | 1 | EA | 3000 | 3000 | 2300 | 2300 | 1500 | 1500 | 2200 | 2200 | 4000 | 4000 | 1900 | 1900 | 1819 | 1819 | 1850 | 1850 | 6350 | 6350
24 |  | RV Yard Hydrants | 132 | EA | 400 | 52800 | 435 | 57420 | 1000 | 132000 | 910 | 120120 | 625 | 82500 | 520 | 68640 | 504 | 66528 | 530 | 69960 | 570 | 75240
25 |  | RV Yard Hydrants - Frost Free | 13 | EA | 1000 | 13000 | 1500 | 19500 | 1500 | 19500 | 1750 | 22750 | 1300 | 16900 | 1400 | 18200 | 1314 | 17082 | 1605 | 20865 | 1250 | 16250
26 |  | 2" Post Hydrants | 7 | EA | 5000 | 35000 | 4000 | 28000 | 2000 | 14000 | 3075 | 21525 | 3800 | 26600 | 4000 | 28000 | 3765 | 26355 | 4360 | 30520 | 3640 | 25480
27 |  | Fire Hydrant - Complete with Gate Valve | 1 | EA | 7500 | 7500 | 5000 | 5000 | 5000 | 5000 | 4000 | 4000 | 4800 | 4800 | 5500 | 5500 | 5001 | 5001 | 5150 | 5150 | 4830 | 4830
28 |  | Drinking Fountain (at Shelter) | 1 | EA | 4500 | 4500 | 5850 | 5850 | 4500 | 4500 | 5000 | 5000 | 3500 | 3500 | 8400 | 8400 | 8132 | 8132 | 1050 | 1050 | 1265 | 1265
29 |  | 1" Lateral To Drinking Fountain | 30 | LF | 15 | 450 | 25.5 | 765 | 14 | 420 | 62 | 1860 | 30 | 900 | 30 | 900 | 23 | 690 | 21 | 630 | 65 | 1950
30 |  | 1" Water Laterals - Complete | 6642 | LF | 24 | 159408 | 17 | 112914 | 18 | 119556 | 32 | 212544 | 20 | 132840 | 27.5 | 182655 | 26 | 172692 | 20 | 132840 | 21 | 139482
31 |  | Storm Drain (30") | 94 | LF | 94 | 8836 | 51.5 | 4841 | 55 | 5170 | 44 | 4136 | 70 | 6580 | 100 | 9400 | 92 | 8648 | 97 | 9118 | 110 | 10340
32 |  | Storm Drain (24") | 243 | LF | 55 | 13365 | 40 | 9720 | 48 | 11664 | 33 | 8019 | 60 | 14580 | 75 | 18225 | 73 | 17739 | 85 | 20655 | 88 | 21384
33 |  | Storm Drain (18") | 71 | LF | 70 | 4970 | 37 | 2627 | 40 | 2840 | 30 | 2130 | 50 | 3550 | 70 | 4970 | 68 | 4828 | 80 | 5680 | 55 | 3905
34 |  | Storm Drain (15") | 43 | LF | 34 | 1462 | 25 | 1075 | 37 | 1591 | 17 | 731 | 46 | 1978 | 55 | 2365 | 52 | 2236 | 79 | 3397 | 53 | 2279
35 |  | Storm Drain (12") | 100 | LF | 42 | 4200 | 30 | 3000 | 32 | 3200 | 24 | 2400 | 45 | 4500 | 45 | 4500 | 48 | 4800 | 73 | 7300 | 44 | 4400
36 |  | Storm Drain (4") | 30 | LF | 13 | 390 | 8 | 240 | 15 | 450 | 20 | 600 | 30 | 900 | 5 | 150 | 5 | 150 | 19 | 570 | 30 | 900
37 |  | 15" Perforated Drain | 300 | LF | 22 | 6600 | 24 | 7200 | 34 | 10200 | 29 | 8700 | 30 | 9000 | 43 | 12900 | 41 | 12300 | 82 | 24600 | 20 | 6000
38 |  | 12" Perforated Drain | 286 | LF | 20 | 5720 | 24 | 6864 | 29 | 8294 | 27.5 | 7865 | 27 | 7722 | 28 | 8008 | 26 | 7436 | 81 | 23166 | 19.5 | 5577
39 |  | 8" Perforated Drain | 565 | LF | 18 | 10170 | 21 | 11865 | 20 | 11300 | 22 | 12430 | 24 | 13560 | 23 | 12995 | 21 | 11865 | 80 | 45200 | 22 | 12430
40 |  | 4" Perforated Drain | 120 | LF | 18 | 2160 | 15 | 1800 | 15 | 1800 | 18 | 2160 | 20 | 2400 | 8 | 960 | 7 | 840 | 28 | 3360 | 10 | 1200
41 |  | Storm Drain Manhole | 2 | EA | 3000 | 6000 | 2500 | 5000 | 1400 | 2800 | 2250 | 4500 | 2500 | 5000 | 2000 | 4000 | 1519 | 3038 | 3500 | 7000 | 3500 | 7000
42 |  | Precast Concrete Inlets | 8 | EA | 1000 | 8000 | 1200 | 9600 | 400 | 3200 | 725 | 5800 | 2000 | 16000 | 1000 | 8000 | 956 | 7648 | 3000 | 24000 | 1500 | 12000
43 |  | Precast Concrete Headwalls | 5 | EA | 500 | 2500 | 600 | 3000 | 600 | 3000 | 725 | 3625 | 1000 | 5000 | 560 | 2800 | 546 | 2730 | 2800 | 14000 | 700 | 3500
44 |  | Perforated Subdrain | 560 | LF | 12 | 6720 | 5 | 2800 | 10 | 5600 | 18 | 10080 | 20 | 11200 | 40 | 22400 | 38 | 21280 | 16 | 8960 | 12 | 6720
45 |  | Storm Cleanouts | 12 | EA | 700 | 8400 | 590 | 7080 | 400 | 4800 | 450 | 5400 | 900 | 10800 | 850 | 10200 | 811 | 9732 | 385 | 4620 | 1000 | 12000
46 | 601 | Rock Channel Protection ODOT Type C | 62 | CY | 120 | 7440 | 75 | 4650 | 100 | 6200 | 98 | 6076 | 120 | 7440 | 28 | 1736 | 27 | 1674 | 250 | 15500 | 220 | 13640
47 | 601 | Rock Channel Protection ODOT Type D | 17 | CY | 120 | 2040 | 75 | 1275 | 95 | 1615 | 100 | 1700 | 115 | 1955 | 28 | 476 | 27 | 459 | 240 | 4080 | 120 | 2040
48 |  | Lake Bank Stabilization | 140 | LF | 80 | 11200 | 110 | 15400 | 50 | 7000 | 66 | 9240 | 150 | 21000 | 220 | 30800 | 214 | 29960 | 130 | 18200 | 154 | 21560
49 |  | Gas Line - 3" | 854 | LF | 26 | 22204 | 16 | 13664 | 10 | 8540 | 18 | 15372 | 25 | 21350 | 10 | 8540 | 10 | 8540 | 30 | 25620 | 21.5 | 18361
50 |  | Gas Line - 1-1/2" | 224 | LF | 22 | 4928 | 13 | 2912 | 9 | 2016 | 12.5 | 2800 | 22.5 | 5040 | 38 | 8512 | 37 | 8288 | 25 | 5600 | 38 | 8512
51 |  | Gas Line - 1" | 111 | LF | 20 | 2220 | 10 | 1110 | 8 | 888 | 14 | 1554 | 20 | 2220 | 76 | 8436 | 74 | 8214 | 23 | 2553 | 38 | 4218
[6 empty] | 0 |  | 0 |  | 0 |  | 0 |  | 0 |  | 0 |  | 0 |  | 0 |  | 0
|  | DIVISION 2C - SITEWORK |  |  |  | 0 |  | 0 |  | 0 |  | 0 |  | 0 |  | 0 |  | 0 |  | 0 |  | 0
52 | 441 | Asphalt Pavement - Campsites | 17193 | SY | 25 | 429825 | 27 | 464211 | 27 | 464211 | 29.5 | 507193.5 | 25 | 429825 | 26.75 | 459912.75 | 22 | 378246 | 25 | 429825 | 26.5 | 455614.5
53 | 304 | Aggregate Base - Campsites | 17193 | SY | 9 | 154737 | 7.7 | 132386.1 | 5 | 85965 | 4.5 | 77368.5 | 9 | 154737 | 9.3 | 159894.9 | 9 | 154737 | 8 | 137544 | 7.25 | 124649.25
54 | 204 | Subgrade Compaction - Campsites | 17193 | SY | 2 | 34386 | 0.9 | 15473.7 | 1 | 17193 | 1.2 | 20631.6 | 2.5 | 42982.5 | 4.5 | 77368.5 | 4 | 68772 | 1.8 | 30947.4 | 3.75 | 64473.75
55 | 441 | Asphalt Pavement - Roads | 14475 | SY | 18.5 | 267787.5 | 19.45 | 281538.75 | 20 | 289500 | 27 | 390825 | 25 | 361875 | 20 | 289500 | 26 | 376350 | 18.5 | 267787.5 | 19.5 | 282262.5
56 | 304 | Aggregate Base - Roads | 14475 | SY | 10 | 144750 | 10.5 | 151987.5 | 7 | 101325 | 5.75 | 83231.25 | 12 | 173700 | 14.6 | 211335 | 15 | 217125 | 8 | 115800 | 8.25 | 119418.75
57 | 204 | Subgrade Compaction - Roads | 14475 | SY | 1 | 14475 | 0.75 | 10856.25 | 1 | 14475 | 1.2 | 17370 | 2 | 28950 | 4.5 | 65137.5 | 4 | 57900 | 1 | 14475 | 1.35 | 19541.25
58 | 441 | Asphalt Pavement - Sidewalks/Paths | 540 | SY | 23 | 12420 | 24.25 | 13095 | 29 | 15660 | 25.25 | 13635 | 30 | 16200 | 24.5 | 13230 | 12 | 6480 | 23 | 12420 | 11.5 | 6210
59 | 304 | Aggregate Base - Sidewalks/Paths | 540 | SY | 18 | 9720 | 11.5 | 6210 | 7 | 3780 | 13.5 | 7290 | 14 | 7560 | 15 | 8100 | 15 | 8100 | 14 | 7560 | 12 | 6480
60 | 204 | Subgrade Compaction - Sidewalks/Paths | 540 | SY | 4 | 2160 | 1 | 540 | 1 | 540 | 1.2 | 648 | 6 | 3240 | 5 | 2700 | 5 | 2700 | 4 | 2160 | 8.65 | 4671
61 |  | Full Depth Subgrade Repair | 1450 | SY | 19 | 27550 | 22 | 31900 | 45 | 65250 | 22.5 | 32625 | 20.4 | 29580 | 23.5 | 34075 | 23 | 33350 | 45 | 65250 | 37.07 | 53751.5
62 | 605 | 4" Perforated PVC Underdrain with Filter Fabric | 500 | LF | 6 | 3000 | 11 | 5500 | 7 | 3500 | 11 | 5500 | 10 | 5000 | 8 | 4000 | 8 | 4000 | 24 | 12000 | 16.78 | 8390
63 |  | Dock Access Path | 440 | SY | 16 | 7040 | 12 | 5280 | 5 | 2200 | 14.5 | 6380 | 27 | 11880 | 25 | 11000 | 25 | 11000 | 24 | 10560 | 45 | 19800
64 |  | Precast Concrete Wheelstop | 311 | EA | 100 | 31100 | 115 | 35765 | 75 | 23325 | 110 | 34210 | 110 | 34210 | 66 | 20526 | 65 | 20215 | 115 | 35765 | 65 | 20215
65 |  | Timber Guard Rail | 360 | LF | 40 | 14400 | 48 | 17280 | 50 | 18000 | 42 | 15120 | 50 | 18000 | 31.75 | 11430 | 38 | 13680 | 30 | 10800 | 29 | 10440
66 |  | Cluster Dock Abutments - Complete | 2 | EA | 3500 | 7000 | 5000 | 10000 | 4000 | 8000 | 4500 | 9000 | 6500 | 13000 | 2500 | 5000 | 2408 | 4816 | 12000 | 24000 | 4760 | 9520
67 |  | Playground Equipment (Complete in-place with foundations and edging) | 1 | LS | 70810 | 70810 | 70000 | 70000 | 77000 | 77000 | 99000 | 99000 | 80000 | 80000 | 54000 | 54000 | 48043 | 48043 | 70000 | 70000 | 54500 | 54500
68 |  | Trash Enclosure - Complete in Place | 2 | EA | 16000 | 32000 | 25000 | 50000 | 20000 | 40000 | 29000 | 58000 | 20000 | 40000 | 8500 | 17000 | 9 | 18 | 10000 | 20000 | 16000 | 32000
69 |  | Disabled Parking Sign - with post and base | 20 | EA | 125.75 | 2515 | 775 | 15500 | 100 | 2000 | 550 | 11000 | 250 | 5000 | 325 | 6500 | 309 | 6180 | 580 | 11600 | 125 | 2500
70 | 642 | Stop Bar | 100 | LF | 2.5 | 250 | 3 | 300 | 325 | 32500 | 3 | 300 | 3.25 | 325 | 3.5 | 350 | 4 | 400 | 3 | 300 | 3 | 300
71 | 642 | Painted Stripe - 4" | 965 | LF | 0.33 | 318.45 | 1 | 965 | 225 | 217125 | 0.5 | 482.5 | 2.25 | 2171.25 | 2.25 | 2171.25 | 3 | 2895 | 0.35 | 337.75 | 2 | 1930
72 | 642 | Handicap Stall Marking | 2 | EA | 50 | 100 | 85 | 170 | 70 | 140 | 60 | 120 | 70 | 140 | 70 | 140 | 78 | 156 | 58 | 116 | 60.5 | 121
73 |  | Festival Light Post Sleeve | 44 | EA | 200 | 8800 | 250 | 11000 | 125 | 5500 | 500 | 22000 | 325 | 14300 | 285 | 12540 | 282 | 12408 | 63 | 2772 | 152 | 6688
74 | 203 | Excavation | 1 | LS | 200000 | 200000 | 348000 | 348000 | 363184 | 363184 | 308804 | 308804 | 150000 | 150000 | 144000 | 144000 | 144471 | 144471 | 170000 | 170000 | 617500 | 617500
75 | 203 | Embankment | 1 | LS | 20000 | 20000 | 125000 | 125000 | 25000 | 25000 | 184874 | 184874 | 150000 | 150000 | 113000 | 113000 | 112719 | 112719 | 140000 | 140000 | 102000 | 102000
76 |  | Inlet Protection | 7 | EA | 400 | 2800 | 85 | 595 | 100 | 700 | 100 | 700 | 110 | 770 | 450 | 3150 | 390 | 2730 | 85 | 595 | 200 | 1400
77 |  | Silt Fence | 6225 | LF | 2 | 12450 | 3 | 18675 | 1 | 6225 | 1.75 | 10893.75 | 2.5 | 15562.5 | 3 | 18675 | 2 | 12450 | 2.2 | 13695 | 3.15 | 19608.75
78 |  | Stabilized Construction Entrance | 4 | EA | 3000 | 12000 | 2000 | 8000 | 3000 | 12000 | 3000 | 12000 | 2000 | 8000 | 4500 | 18000 | 3745 | 14980 | 3500 | 14000 | 1700 | 6800
79 |  | Erosion Control Blanket (Slope/Swale Stabil) | 11509 | SY | 1.9 | 21867.1 | 2.25 | 25895.25 | 3 | 34527 | 1 | 11509 | 1.5 | 17263.5 | 3.7 | 42583.3 | 3 | 34527 | 1 | 11509 | 2.25 | 25895.25
80 |  | Check Dam | 52 | EA | 300 | 15600 | 110 | 5720 | 300 | 15600 | 305 | 15860 | 275 | 14300 | 440 | 22880 | 387 | 20124 | 75 | 3900 | 100 | 5200
81 |  | Temporary Seeding | 18 | AC | 1450 | 26100 | 1650 | 29700 | 1500 | 27000 | 2800 | 50400 | 1000 | 18000 | 1700 | 30600 | 5477 | 98586 | 1700 | 30600 | 2665 | 47970
82 |  | Survey Control Monument | 4 | EA | 400 | 1600 | 650 | 2600 | 1000 | 4000 | 2000 | 8000 | 1050 | 4200 | 760 | 3040 | 603 | 2412 | 1000 | 4000 | 600 | 2400
[6 empty] | 0 |  | 0 |  | 0 |  | 0 |  | 0 |  | 0 |  | 0 |  | 0 |  | 0
|  | DIVISION 2D - LANDSCAPE |  |  |  | 0 |  | 0 |  | 0 |  | 0 |  | 0 |  | 0 |  | 0 |  | 0 |  | 0
83 | 661 | Canopy Trees (2.5" caliper) | 438 | EA | 386.2 | 169155.6 | 450 | 197100 | 510 | 223380 | 425 | 186150 | 500 | 219000 | 412 | 180456 | 428 | 187464 | 500 | 219000 | 500 | 219000
84 | 661 | Evergreen Trees (6' height) | 71 | EA | 271 | 19241 | 315 | 22365 | 270 | 19170 | 300 | 21300 | 325 | 23075 | 290 | 20590 | 289 | 20519 | 270 | 19170 | 225 | 15975
85 | 661 | Ornamental Trees (1.5" caliper) | 273 | EA | 258.5 | 70570.5 | 300 | 81900 | 243 | 66339 | 285 | 77805 | 400 | 109200 | 276 | 75348 | 321 | 87633 | 250 | 68250 | 225 | 61425
86 | 661 | Shrubs (#3 container) | 1501 | EA | 52 | 78052 | 61 | 91561 | 50 | 75050 | 58 | 87058 | 65 | 97565 | 55.5 | 83305.5 | 47 | 70547 | 47 | 70547 | 50 | 75050
87 | 661 | Perennials (#1 container) | 10 | EA | 16.5 | 165 | 20 | 200 | 27 | 270 | 18 | 180 | 20 | 200 | 18 | 180 | 20 | 200 | 30 | 300 | 50 | 500
88 | 659 | Seeding and Mulching - MWCD Native Grass Seed Mix | 19000 | SY | 1.07 | 20330 | 0.7 | 13300 | 3.5 | 66500 | 1.75 | 33250 | 1.5 | 28500 | 1.15 | 21850 | 2 | 38000 | 4 | 76000 | 1.3 | 24700
89 | 659 | Seeding and Mulching - ODOT Class 1 Mix | 29000 | SY | 1.08 | 31320 | 1.2 | 34800 | 2 | 58000 | 1.5 | 43500 | 1.4 | 40600 | 1.2 | 34800 | 1 | 29000 | 2.5 | 72500 | 0.9 | 26100
90 | 659 | Commercial Fertilizer | 3 | TON | 500 | 1500 | 1500 | 4500 | 1500 | 4500 | 2500 | 7500 | 800 | 2400 | 545 | 1635 | 1926 | 5778 | 1400 | 4200 | 700 | 2100
91 | 659 | Water | 280 | **MGAL | 65 | 18200 | 23 | 6440 | 20 | 5600 | 75 | 21000 | 1 | 280 | 70 | 19600 | 43 | 12040 | 11 | 3080 | 40 | 11200
92 | 651 | Topsoil Stockpiled | 1 | LS | 80000 | 80000 | 105000 | 105000 | 60000 | 60000 | 55000 | 55000 | 100000 | 100000 | 25000 | 25000 | 2191 | 2191 | 100000 | 100000 | 110000 | 110000
93 | 652 | Placing Stockpiled Topsoil | 1 | LS | 120000 | 120000 | 110000 | 110000 | 75000 | 75000 | 44000 | 44000 | 120000 | 120000 | 20000 | 20000 | 18725 | 18725 | 115000 | 115000 | 118000 | 118000
[6 empty] | 0 |  | 0 |  | 0 |  | 0 |  | 0 |  | 0 |  | 0 |  | 0 |  | 0
|  | DIVISION 16 - ELECTRICAL |  |  |  | 0 |  | 0 |  | 0 |  | 0 |  | 0 |  | 0 |  | 0 |  | 0 |  | 0
|  | ELECTRICAL SERVICE - SITE |  |  |  | 0 |  | 0 |  | 0 |  | 0 |  | 0 |  | 0 |  | 0 |  | 0 |  | 0
94 |  | 1,200A, NEMA 3R, 120/208V, 3PH, 4W Switchboard | 1 | EA | 15085.97 | 15085.97 | 14645 | 14645 | 25000 | 25000 | 16600 | 16600 | 42000 | 42000 | 16500 | 16500 | 21400 | 21400 | 15100 | 15100 | 16600 | 16600
95 |  | 600A, NEMA 3R, 120/208V, 3PH, 4W Distribution Panel | 9 | EA | 10132.74 | 91194.66 | 9840 | 88560 | 5000 | 45000 | 11500 | 103500 | 9500 | 85500 | 11000 | 99000 | 3560 | 32040 | 10140 | 91260 | 11400 | 102600
96 |  | High Voltage Switch Concrete Pad | 3 | EA | 2566.67 | 7700.01 | 2500 | 7500 | 500 | 1500 | 2900 | 8700 | 7200 | 21600 | 2800 | 8400 | 3210 | 9630 | 2600 | 7800 | 4060 | 12180
97 |  | High Voltage Transformer Concrete Pad | 8 | EA | 2971.66 | 23773.28 | 2885 | 23080 | 500 | 4000 | 3500 | 28000 | 3650 | 29200 | 3300 | 26400 | 3218 | 25744 | 3000 | 24000 | 4300 | 34400
98 |  | Underground High Voltage (2) 5" Conduits | 2250 | LF | 26.08 | 58680 | 25.5 | 57375 | 10 | 22500 | 30 | 67500 | 42 | 94500 | 29 | 65250 | 43 | 96750 | 27 | 60750 | 38 | 85500
99 |  | 1,200A Underground Secondary. Cable in 4" Conduits | 40 | LF | 180.83 | 7233.2 | 180 | 7200 | 100 | 4000 | 200 | 8000 | 225 | 9000 | 200 | 8000 | 107 | 4280 | 181 | 7240 | 194 | 7760
100 |  | Item deleted |  |  |  | 0 | 0 | 0 |  | 0 |  | 0 |  | 0 |  | 0 |  | 0 |  | 0 |  | 0
101 |  | 600A Feeder | 430 | LF | 84.81 | 36468.3 | 83 | 35690 | 50 | 21500 | 95 | 40850 | 200 | 86000 | 93 | 39990 | 54 | 23220 | 85 | 36550 | 98 | 42140
102 |  | Pedestal Feeds - 250A Triplex Cable with schedule 40 conduit | 9850 | LF | 30.16 | 297076 | 30 | 295500 | 20 | 197000 | 33 | 325050 | 21.5 | 211775 | 33 | 325050 | 32 | 315200 | 31 | 305350 | 39 | 384150
103 |  | SL1 Site Lighting Luminaire, Pole and Base | 6 | EA | 10031.17 | 60187.02 | 7750 | 46500 | 2500 | 15000 | 8600 | 51600 | 10800 | 64800 | 8700 | 52200 | 1280 | 7680 | 8000 | 48000 | 13400 | 80400
104 |  | 20A, 120V-1Ph. NEMA 3R Festival Lighting Pedestal | 32 | EA | 200.04 | 6401.28 | 195 | 6240 | 1000 | 32000 | 250 | 8000 | 350 | 11200 | 220 | 7040 | 214 | 6848 | 201 | 6432 | 200 | 6400
105 |  | Site Lighting Circuits (20A, 120V-1Ph) | 1650 | LF | 4.86 | 8019 | 4.75 | 7837.5 | 10 | 16500 | 5.75 | 9487.5 | 5.5 | 9075 | 6 | 9900 | 11 | 18150 | 5 | 8250 | 12.6 | 20790
106 |  | Festival Lighting Circuits (20A, 120V-1Ph) | 2560 | LF | 5.62 | 14387.2 | 5.5 | 14080 | 20 | 51200 | 6.5 | 16640 | 5.5 | 14080 | 6.2 | 15872 | 11 | 28160 | 7 | 17920 | 12.9 | 33024
107 |  | 17" x 30" Handhole | 2 | EA | 683.68 | 1367.36 | 665 | 1330 | 1000 | 2000 | 750 | 1500 | 750 | 1500 | 800 | 1600 | 1070 | 2140 | 690 | 1380 | 690 | 1380
108 |  | Lift Station Feed 1 (100A) | 740 | LF | 14.16 | 10478.4 | 13.75 | 10175 | 50 | 37000 | 16 | 11840 | 28 | 20720 | 16 | 11840 | 32 | 23680 | 16.5 | 12210 | 20.6 | 15244
109 |  | Lift Station Feed 2 (60A) | 280 | LF | 12.4 | 3472 | 12.15 | 3402 | 50 | 14000 | 15 | 4200 | 20 | 5600 | 14 | 3920 | 32 | 8960 | 14.5 | 4060 | 18.7 | 5236
110 |  | Panelboard NEMA 3R Enclosure | 8 | EA | 1027.5 | 8220 | 998 | 7984 | 5000 | 40000 | 1200 | 9600 | 7500 | 60000 | 1200 | 9600 | 4280 | 34240 | 1100 | 8800 | 1030 | 8240
111 |  | Festival Boxes | 5 | EA | 3075.03 | 15375.15 | 2985 | 14925 | 2000 | 10000 | 3500 | 17500 | 3800 | 19000 | 3400 | 17000 | 107 | 535 | 3500 | 17500 | 3100 | 15500
112 |  | Festival Lighting Box 20 amp branch circuits (#10 conductors) | 2640 | LF | 5.38 | 14203.2 | 5.25 | 13860 | 50 | 132000 | 6 | 15840 | 12.5 | 33000 | 6 | 15840 | 8 | 21120 | 6 | 15840 | 16.6 | 43824
113 |  | Festival Lighting In-Ground Receptacle Box | 24 | EA | 529.1 | 12698.4 | 515 | 12360 | 500 | 12000 | 585 | 14040 | 800 | 19200 | 600 | 14400 | 77 | 1848 | 550 | 13200 | 530 | 12720
114 |  | Festival Box Feeders (100A) | 875 | LF | 15.92 | 13930 | 15.5 | 13562.5 | 100 | 87500 | 19 | 16625 | 22.75 | 19906.25 | 18 | 15750 | 11 | 9625 | 18 | 15750 | 23 | 20125
115 |  | Festival Box Panels W/Cord | 5 | EA | 1078.95 | 5394.75 | 1050 | 5250 | 500 | 2500 | 1250 | 6250 | 4500 | 22500 | 1200 | 6000 | 54 | 270 | 1200 | 6000 | 1080 | 5400
116 |  | Short Circuit Evaluation | 1 | LS | 10640.49 | 10640.49 | 10350 | 10350 | 16800 | 16800 | 12000 | 12000 | 11000 | 11000 | 11600 | 11600 | 8325 | 8325 | 12000 | 12000 | 11000 | 11000
[6 empty] | 0 |  | 0 |  | 0 |  | 0 |  | 0 |  | 0 |  | 0 |  | 0 |  | 0
|  | AMPHITHEATER V.A. - UPSIZE TO 800 AMP |  |  |  | 0 |  | 0 |  | 0 |  | 0 |  | 0 |  | 0 |  | 0 |  | 0 |  | 0
117 |  | 800A, NEMA 3R 120/208V, 3PH, 4W Vendor Panel | 1 | EA | 4597.86 | 4597.86 | 4475 | 4475 | 25000 | 25000 | 5200 | 5200 | 11000 | 11000 | 5000 | 5000 | 5350 | 5350 | 5000 | 5000 | 4600 | 4600
118 |  | 200A, NEMA 3R 120/208V, 3PH, 4W Vendor Panel | 2 | EA | 3052.91 | 6105.82 | 3000 | 6000 | 12500 | 25000 | 3500 | 7000 | 5000 | 10000 | 3400 | 6800 | 2140 | 4280 | 3500 | 7000 | 3060 | 6120
119 |  | 800A Vendor Panel Feeder | 20 | LF | 110.16 | 2203.2 | 110 | 2200 | 150 | 3000 | 125 | 2500 | 155 | 3100 | 125 | 2500 | 54 | 1080 | 120 | 2400 | 118 | 2360
120 |  | 200A Vendor Panel Feeder | 410 | LF | 36.69 | 15042.9 | 35.75 | 14657.5 | 50 | 20500 | 42 | 17220 | 50 | 20500 | 40 | 16400 | 32 | 13120 | 40 | 16400 | 45 | 18450
121 |  | High Voltage Switch Concrete Pad | 1 | EA | 2972.04 | 2972.04 | 2900 | 2900 | 3000 | 3000 | 3500 | 3500 | 9500 | 9500 | 3300 | 3300 | 4280 | 4280 | 3400 | 3400 | 7050 | 7050
122 |  | Underground High Voltage (2) 5" Conduits | 30 | LF | 27.76 | 832.8 | 27 | 810 | 50 | 1500 | 33 | 990 | 310 | 9300 | 35 | 1050 | 43 | 1290 | 30 | 900 | 40 | 1200
123 |  | Enclosure 800A Service | 1 | EA | 8724.83 | 8724.83 | 8500 | 8500 | 5000 | 5000 | 9750 | 9750 | 8500 | 8500 | 10000 | 10000 | 3710 | 3710 | 10000 | 10000 | 8800 | 8800
124 |  | 800A Manual Transfer Switch | 1 | EA | 10789.81 | 10789.81 | 10475 | 10475 | 5000 | 5000 | 12000 | 12000 | 25000 | 25000 | 12000 | 12000 | 10700 | 10700 | 12000 | 12000 | 11000 | 11000
125 |  | 800A Fused Disconnect Switch | 1 | EA | 3629.36 | 3629.36 | 3525 | 3525 | 10000 | 10000 | 4000 | 4000 | 10000 | 10000 | 4000 | 4000 | 5350 | 5350 | 4000 | 4000 | 3700 | 3700
126 |  | 800A Cam Lock Connection | 4 | EA | 970.38 | 3881.52 | 945 | 3780 | 1250 | 5000 | 1250 | 5000 | 3500 | 14000 | 1000 | 4000 | 321 | 1284 | 1100 | 4400 | 970 | 3880
[6 empty] | 0 |  | 0 |  | 0 |  | 0 |  | 0 |  | 0 |  | 0 |  | 0 |  | 0
|  | BUILDINGS |  |  |  | 0 |  | 0 |  | 0 |  | 0 |  | 0 |  | 0 |  | 0 |  | 0 |  | 0
127 |  | Restroom Building Structure and Finishes | 1 | LS | 868902.49 | 868902.49 | 850000 | 850000 | 425000 | 425000 | 830000 | 830000 | 631535 | 631535 | 994000 | 994000 | 113381 | 113381 | 835000 | 835000 | 965000 | 965000
128 |  | Restroom Building Electrical and Communications | 1 | LS | 67089.38 | 67089.38 | 65125 | 65125 | 400000 | 400000 | 71000 | 71000 | 70000 | 70000 | 73000 | 73000 | 107000 | 107000 | 78000 | 78000 | 68000 | 68000
129 |  | Restroom Building Plumbing | 1 | LS | 141765 | 141765 | 182000 | 182000 | 172000 | 172000 | 99000 | 99000 | 165000 | 165000 | 176000 | 176000 | 175052 | 175052 | 140000 | 140000 | 186000 | 186000
130 |  | Restroom Building HVAC | 1 | LS | 75780 | 75780 | 85000 | 85000 | 80000 | 80000 | 80000 | 80000 | 130000 | 130000 | 82000 | 82000 | 109317 | 109317 | 155000 | 155000 | 76000 | 76000
131 |  | Shelter Structure Including Foundations and Electrical | 1 | LS | 140000 | 140000 | 152500 | 152500 | 150000 | 150000 | 135450 | 135450 | 120000 | 120000 | 151000 | 151000 | 83774 | 83774 | 175000 | 175000 | 85000 | 85000
[6 empty] | 0 |  | 0 |  | 0 |  | 0 |  | 0 |  | 0 |  | 0 |  | 0 |  | 0
|  | MISCELLANEOUS |  |  |  | 0 |  | 0 |  | 0 |  | 0 |  | 0 |  | 0 |  | 0 |  | 0 |  | 0
132 | 623 | Construction Layout Stakes | 1 | EA | 20000 | 20000 | 90000 | 90000 | 97000 | 97000 | 22000 | 22000 | 75000 | 75000 | 35000 | 35000 | 17925 | 17925 | 100000 | 100000 | 35000 | 35000
133 | 624 | Mobilization | 1 | LS | 200000 | 200000 | 85000 | 85000 | 49000 | 49000 | 250000 | 250000 | 200000 | 200000 | 25000 | 25000 | 1285524 | 1285524 | 225000 | 225000 | 523000 | 523000
134 |  | deleted |  |  | 0 | 0 | 0 | 0 |  | 0 |  | 0 |  | 0 |  | 0 |  | 0 |  | 0 |  | 0
135 |  | Premium for Contract Performance Bond and For Payment | 1 | LS | 25000 | 25000 | 91000 | 91000 | 139000 | 139000 | 67000 | 67000 | 100000 | 100000 | 90000 | 90000 | 43173 | 43173 | 100000 | 100000 | 50000 | 50000
136 |  | Installation of owner provided camp site utility pedestals and connection of all utilities to pedestals | 142 | EA | 447.63 | 63563.46 | 435 | 61770 | 300 | 42600 | 600 | 85200 | 450 | 63900 | 480 | 68160 | 402 | 57084 | 525 | 74550 | 450 | 63900
137 |  | Electrical Utility Service Extension Allowance* | 1 | LS | 125000 | 125000 | 125000 | 125000 | 125000 | 125000 | 125000 | 125000 | 125000 | 125000 | 125000 | 125000 | 125000 | 125000 | 125000 | 125000 | 125000 | 125000
138 |  | Owner’s Contingency Allowance* | 1 | LS | 75000 | 75000 | 75000 | 75000 | 75000 | 75000 | 75000 | 75000 | 75000 | 75000 | 75000 | 75000 | 75000 | 75000 | 75000 | 75000 | 75000 | 75000
139 |  | Concrete Curb (accessible sites) | 287 | LF | 25 | 7175 | 60 | 17220 | 12 | 3444 | 33 | 9471 | 45 | 12915 | 40 | 11480 | 42 | 12054 | 35 | 10045 | 61 | 17507
140 |  | Concrete Slab (accessible sites) 5” concrete on 4” #304 | 1925 | SF | 8 | 15400 | 10 | 19250 | 7 | 13475 | 5.5 | 10587.5 | 8.5 | 16362.5 | 18 | 34650 | 13 | 25025 | 8.5 | 16362.5 | 12.79 | 24620.75
141 |  | Sand/Topsoil Mix w/geotex (accessible sites) | 2142 | SF | 7 | 14994 | 9 | 19278 | 5 | 10710 | 14.75 | 31594.5 | 3.5 | 7497 | 14 | 29988 | 8 | 17136 | 15 | 32130 | 2.71 | 5804.82
142 |  | SCADA Systems for Lift Stations | 2 | EA | 29280 | 58560 | 18000 | 36000 | 25000 | 50000 | 20500 | 41000 | 16500 | 33000 | 21500 | 43000 | 20741 | 41482 | 18000 | 36000 | 15357.23 | 30714.46
143 |  | Install Benches | 9 | EA | 300 | 2700 | 150 | 1350 | 200 | 1800 | 250 | 2250 | 500 | 4500 | 1650 | 14850 | 118 | 1062 | 240 | 2160 | 160 | 1440
144 |  | Stamped Concrete 6” | 1519 | SF | 14.9 | 22633.1 | 16.5 | 25063.5 | 13 | 19747 | 13.5 | 20506.5 | 16.5 | 25063.5 | 8.2 | 12455.8 | 11 | 16709 | 15 | 22785 | 12.8 | 19443.2
145 |  | Construction Fence | 1240 | LF | 4 | 4960 | 2.5 | 3100 | 2 | 2480 | 5.5 | 6820 | 2.5 | 3100 | 3.45 | 4278 | 3 | 3720 | 4 | 4960 | 6.75 | 8370
146 |  | Access to gas well | 186 | SY | 100 | 18600 | 16 | 2976 | 10 | 1860 | 15.5 | 2883 | 30 | 5580 | 19.5 | 3627 | 19 | 3534 | 80 | 14880 | 9.07 | 1687.02
147 |  | Air Release Valve | 1 | EA | 1400 | 1400 | 600 | 600 | 700 | 700 | 950 | 950 | 1500 | 1500 | 1320 | 1320 | 1284 | 1284 | 16000 | 16000 | 2400 | 2400
148 |  | Sediment Traps | 8 | EA | 700 | 5600 | 1600 | 12800 | 750 | 6000 | 550 | 4400 | 2750 | 22000 | 3000 | 24000 | 2932 | 23456 | 1000 | 8000 | 2600 | 20800
|  | TOTAL - BASE BID (Total of all Extended Values)- As Read |  |  |  | 6815000 |  | 6826280.05 |  | 6900000 |  | 6985952 |  | 7198351.5 |  | 7209702 |  | 7374300 |  | 7602992.45 |  | 8089608.55
|  | TOTAL - BASE BID (Total of all Extended Values)- Actual with Math Adjustments |  |  |  | 6795392.39 |  | 6826280.05 |  | 6834000 |  | 6985951.6 |  | 7199351.5 |  | 7209702 |  | INCOMPLETE BID FORM |  | 7602992.45 |  | 8089608.55
|  | Alternate #1- Concrete Pavement- Campsites | 17193 | SY | 25 | 429825 | 42 | 722106 | 29 | 498597 | 0 | No Bid | 34.8 | 598316.4 | 44 | 756492 | No Unit Price | 320000 | 45 | 773685 | 49 | 842457
|  | Delete Item #52- Asphalt Pavement- Campsites | -17193 | SY | 25 | -429825 | 27 | -464211 | 27 | -464211 | 29.5 | N/A | 25 | -429825 | 26.75 | -459912.75 | 22 | -378246 | 25 | -429825 | 26.5 | -455614.5
|  | TOTAL BID with ALTERNATE #1 (Total of all Extended Values)- Actual with Math Adjustments |  |  |  | 6795392.39 |  | 7084175.05 |  | 6868386 |  | No Bid |  | 7367842.9 |  | 7506281.25 |  | INCOMPLETE BID FORM |  | 7946852.45 |  | 8476451.05

## AT Sanitary
Atwood Sanitary Upgrades
Bid Tab
2016-12-21
|  | DIVISION 2A - DEMOLITION |  |  | Bidder 1 |  | Bidder 2 |  | Bidder 3 |  | Bidder 4 |  | Bidder 5 |  | Bidder 6 |  | Bidder 7 |  | Bidder 8 |  | Bidder 9 |  | Bidder 10 |  | Bidder 11 |  | Bidder 12 |  | Bidder 13 |  | Bidder 14
|  |  | Quantity | Unit of Measure | Unit Price | Total Cost | Unit Price | Total Cost | Unit Price | Total Cost | Unit Price | Total Cost | Unit Price | Total Cost | Unit Price | Total Cost | Unit Price | Total Cost | Unit Price | Total Cost | Unit Price | Total Cost | Unit Price | Total Cost | Unit Price | Total Cost | Unit Price | Total Cost | Unit Price | Total Cost | Unit Price | Total Cost
1 |  | Pavement Removal | 88 | SY | 20 | 1760 | 1 | 88 | 6.2 | 545.6 | 12 | 1056 | 8 | 704 | 1 | 88 | 12 | 1056 | 30.03 | 2642.64 | 4 | 352 | 13 | 1144 | 2.5 | 220 | 24 | 2112 | 7 | 616 | 20 | 1760
2 | 201 | Clearing & Grubbing | 1 | LS | 9600 | 9600 | 3900 | 3900 | 2191 | 2191 | 5000 | 5000 | 14952.94 | 14952.94 | 5000 | 5000 | 11500 | 11500 | 7000 | 7000 | 12500 | 12500 | 12000 | 12000 | 5000 | 5000 | 19500 | 19500 | 16500 | 16500 | 37000 | 37000
DIVISION2B - UTILITIES
3 |  | 4" Sanitary Sewer w/Native Backfill | 80 | LF | 24 | 1920 | 35 | 2800 | 57.8 | 4624 | 41 | 3280 | 62.77 | 5021.6 | 42.75 | 3420 | 15 | 1200 | 52.8 | 4224 | 61 | 4880 | 57.7 | 4616 | 55 | 4400 | 45 | 3600 | 50 | 4000 | 50 | 4000
4 |  | 6" Sanitary Sewer Main w/Gravel Backfill | 72 | LF | 42 | 3024 | 70 | 5040 | 64.6 | 4651.2 | 90 | 6480 | 111.09 | 7998.48 | 64.9 | 4672.8 | 30 | 2160 | 123.6 | 8899.2 | 118 | 8496 | 109.2 | 7862.4 | 70 | 5040 | 123 | 8856 | 66 | 4752 | 70 | 5040
5 |  | 6" Sanitary Sewer Main w/Native Backfill | 98 | LF | 25 | 2450 | 35 | 3430 | 58.9 | 5772.2 | 36 | 3528 | 57.71 | 5655.58 | 45.6 | 4468.8 | 25 | 2450 | 53.6 | 5252.8 | 53 | 5194 | 62 | 6076 | 65 | 6370 | 40 | 3920 | 55 | 5390 | 53 | 5194
6 |  | 8" Sanitary Sewer Main w/ ODOT 304 Backfill | 1124 | LF | 58.5 | 65754 | 71.2 | 80028.8 | 79.9 | 89807.6 | 124 | 139376 | 114.46 | 128653.04 | 80.15 | 90088.6 | 89 | 100036 | 89.82 | 100957.68 | 113 | 127012 | 129.8 | 145895.2 | 85 | 95540 | 131.5 | 147806 | 121 | 136004 | 105 | 118020
7 |  | 8" Sanitary Sewer Main w/Native Backfill | 1700 | LF | 30 | 51000 | 36.2 | 61540 | 73.2 | 124440 | 49 | 83300 | 49.97 | 84949 | 48.85 | 83045 | 75 | 127500 | 71.25 | 121125 | 54 | 91800 | 48.25 | 82025 | 80 | 136000 | 54 | 91800 | 54 | 91800 | 80 | 136000
8 |  | Sanitary Sewer Manholes No. 3 | 13 | Each | 2985 | 38805 | 2800 | 36400 | 2739 | 35607 | 2544 | 33072 | 2545.07 | 33085.91 | 5850 | 76050 | 2850 | 37050 | 2841 | 36933 | 2845 | 36985 | 3085 | 40105 | 3500 | 45500 | 3500 | 45500 | 5190 | 67470 | 3000 | 39000
9 |  | Sanitary Sewer Manholes w/Inside Drop | 1 | Each | 5100 | 5100 | 3400 | 3400 | 3589 | 3589 | 7447 | 7447 | 3704.75 | 3704.75 | 7530 | 7530 | 3000 | 3000 | 7969.44 | 7969.44 | 6240 | 6240 | 4800 | 4800 | 4500 | 4500 | 5100 | 5100 | 7230 | 7230 | 5900 | 5900
10 |  | Connection of Exsisting Drainage Conduits | 100 | LF | 18.7 | 1870 | 15 | 1500 | 4.8 | 480 | 16 | 1600 | 15 | 1500 | 20 | 2000 | 10 | 1000 | 41.58 | 4158 | 95 | 9500 | 40 | 4000 | 50 | 5000 | 27 | 2700 | 71 | 7100 | 30 | 3000
DIVISION 2C - SITEWORK
11 | 448 | Asphalt Pavement - Roads | 88 | SY | 52.25 | 4598 | 60 | 5280 | 36.9 | 3247.2 | 34 | 2992 | 55 | 4840 | 52.65 | 4633.2 | 35 | 3080 | 38.98 | 3430.24 | 60 | 5280 | 76 | 6688 | 40 | 3520 | 100 | 8800 | 70 | 6160 | 98 | 8624
12 | 204 | Subgrade Compaction - Roads | 88 | SY | 3.69 | 324.72 | 1 | 88 | 4.2 | 369.6 | 7 | 616 | 2 | 176 | 5 | 440 | 10 | 880 | 8.93 | 785.84 | 19 | 1672 | 3.6 | 316.8 | 25 | 2200 | 24 | 2112 | 12 | 1056 | 2 | 176
DIVISION 2D - LANDSCAPE
13 | 659 | Seeding and Mulching-MWCD Native Grass Seed Mix | 1890 | SY | 1.7 | 3213 | 3.75 | 7087.5 | 1.2 | 2268 | 2 | 3780 | 2.03 | 3836.7 | 2.5 | 4725 | 2.85 | 5386.5 | 1.32 | 2494.8 | 3 | 5670 | 9.55 | 18049.5 | 3.5 | 6615 | 0.7 | 1323 | 7 | 13230 | 1.5 | 2835
14 | 659 | Commercial Fertilizer | 0.5 | Ton | 2000 | 1000 | 520 | 260 | 112 | 56 | 706 | 353 | 20 | 10 | 400 | 200 | 200 | 100 | 6386.36 | 3193.18 | 1000 | 500 | 1000 | 500 | 500 | 250 | 376 | 188 | 2 | 1 | 1000 | 500
15 | 659 | Water | 10 | MGAL | 11 | 110 | 10 | 100 | 4 | 40 | 1 | 10 | 1 | 10 | 10 | 100 | 30 | 300 | 5.54 | 55.4 | 10 | 100 | 50 | 500 | 1 | 10 | 4 | 40 | 0.1 | 1 | 55 | 550
16 | 651 | Topsoil Stockpiled | 1 | LS | 2160 | 2160 | 1222 | 1222 | 2439 | 2439 | 1069 | 1069 | 11937 | 11937 | 4500 | 4500 | 7500 | 7500 | 3035.45 | 3035.45 | 3250 | 3250 | 2258 | 2258 | 5000 | 5000 | 3450 | 3450 | 950 | 950 | 1500 | 1500
17 | 652 | Placing Stockpiled Topsoil | 1 | LS | 3600 | 3600 | 1222 | 1222 | 2877 | 2877 | 1502 | 1502 | 3450 | 3450 | 4500 | 4500 | 6000 | 6000 | 2337.64 | 2337.64 | 5500 | 5500 | 2320 | 2320 | 5000 | 5000 | 9500 | 9500 | 1700 | 1700 | 4500 | 4500
MISCELLANEOUS
18 | 623 | Construction Layout Stakes | 1 | Each | 4870 | 4870 | 4000 | 4000 | 2989 | 2989 | 3285 | 3285 | 4000 | 4000 | 5450 | 5450 | 6500 | 6500 | 6110.61 | 6110.61 | 7000 | 7000 | 8400 | 8400 | 5000 | 5000 | 3500 | 3500 | 5200 | 5200 | 14000 | 14000
19 | 133 | Mobilization | 1 | Each | 9990 | 9990 | 2500 | 2500 | 8576 | 8576 | 13207 | 13207 | 7000 | 7000 | 20050 | 20050 | 8500 | 8500 | 14500 | 14500 | 18000 | 18000 | 2800 | 2800 | 25000 | 25000 | 10000 | 10000 | 25975 | 25975 | 17000 | 17000
20 | 135 | Premium for Contract Performance Bond | 1 | LS | 3573 | 3573 | 4945 | 4945 | 7645 | 7645 | 7930 | 7930 | 4015 | 4015 | 10000 | 10000 | 9755.95 | 9755.95 | 7156.78 | 7156.78 | 5000 | 5000 | 6500 | 6500 | 7500 | 7500 | 2000 | 2000 | 5900 | 5900 | 10000 | 10000
21 | 138 | Owner's Contingency Allowance | 1 | LS | 15000 | 15000 | 15000 | 15000 | 15000 | 15000 | 15000 | 15000 | 15000 | 15000 | 15000 | 15000 | 15000 | 15000 | 15000 | 15000 | 15000 | 15000 | 15000 | 15000 | 15000 | 15000 | 15000 | 15000 | 15000 | 15000 | 15000 | 15000
|  | Total Sum of Bid |  |  |  | 229721.72 |  | 239831.3 |  | 317214.4 |  | 333883 |  | 340500 |  | 345961.4 |  | 349954.45 |  | 357261.7 |  | 369931 |  | 371855.9 |  | 382665 |  | 386807 |  | 416035 |  | 429599
|  | Total on Bid Sheet |  |  |  | 229721.72 |  | 239831.3 |  | 317214.4 |  | 333883 |  | 340500 |  | 345961.4 |  | 349954.45 |  | 357261.7 |  | 369931 |  | 371855.9 |  | 382665 |  | 386807 |  | 416035 |  | 428599
|  | Difference | [29 empty] | -1000

## AT CG PH 1
Atwood Areas 4 & 8
Bid Tabulation
2017-09-28
ITEM | ODOT |  | ESTIMATED BID | UNIT OF
NO | NO | DESCRIPTION | QUANTITY | MEASURE | UNIT PRICE | EXTENDED VALUE | UNIT PRICE | EXTENDED VALUE | UNIT PRICE | EXTENDED VALUE | UNIT PRICE | EXTENDED VALUE | UNIT PRICE | EXTENDED VALUE | UNIT PRICE | EXTENDED VALUE | UNIT PRICE | EXTENDED VALUE
DIVISION 2A - DEMOLITION
1 |  | Pavement Removal | 6575 | SY | 1.75 | 11506.25 | 1 | 6575 | 4 | 26300 | 6.75 | 44381.25 | 8 | 52600 | 5 | 32875 | 20.16 | 132552
2 | 201 | Clearing and Grubbing w/Tree & Stump Removal | 1 | LS | 35000 | 35000 | 40000 | 40000 | 100000 | 100000 | 44450 | 44450 | 50000 | 50000 | 97000 | 97000 | 49784 | 49784
5 |  | Building Demolition – Existing Pavilion | 1 | LS | 1500 | 1500 | 8300 | 8300 | 5500 | 5500 | 6000 | 6000 | 3500 | 3500 | 3000 | 3000 | 6720 | 6720
6 |  | Remove Utility Line | 1000 | LF | 7 | 7000 | 27 | 27000 | 5.25 | 5250 | 10 | 10000 | 8 | 8000 | 1000 | 1000000 | 13.44 | 13440
7 |  | Remove Existing Play Structure | 1 | LS | 500 | 500 | 5900 | 5900 | 3000 | 3000 | 2500 | 2500 | 2100 | 2100 | 4500 | 4500 | 11088 | 11088
8 |  | Remove Existing Basketball Court | 1 | LS | 1225 | 1225 | 3800 | 3800 | 3000 | 3000 | 6400 | 6400 | 1800 | 1800 | 12000 | 12000 | 8960 | 8960
9 |  | Remove Existing Shuffleboard Court | 1 | LS | 500 | 500 | 3000 | 3000 | 3000 | 3000 | 900 | 900 | 1200 | 1200 | 3700 | 3700 | 6720 | 6720
[6 empty] | 0 |  | 0 |  | 0 |  | 0 |  | 0 |  | 0 |  | 0
|  | DIVISION 2B - UTILITIES |  |  |  | 0 |  | 0 |  | 0 |  | 0 |  | 0 |  | 0 |  | 0
10 |  | 8" Sanitary Sewer Main w/Premium Backfill | 1065 | LF | 79.86 | 85050.9 | 107 | 113955 | 63 | 67095 | 89 | 94785 | 100 | 106500 | 73 | 77745 | 52.64 | 56061.6
11 |  | 8" Sanitary Sewer Main w/ Native Backfill | 2719 | LF | 27.76 | 75479.44 | 60 | 163140 | 39 | 106041 | 41.5 | 112838.5 | 65 | 176735 | 46 | 125074 | 21.28 | 57860.32
12 |  | 1-1/2” PVC Force Main | 56 | LF | 12.5 | 700 | 24 | 1344 | 22 | 1232 | 36 | 2016 | 45 | 2520 | 35 | 1960 | 33.6 | 1881.6
13 |  | Sanitary Sewer Manholes | 23 | EA | 2475 | 56925 | 3000 | 69000 | 2850 | 65550 | 2450 | 56350 | 2350 | 54050 | 2900 | 66700 | 4067.84 | 93560.32
14 |  | SSMH Interior Corrosion Coating | 1 | EA | 5500 | 5500 | 7600 | 7600 | 12000 | 12000 | 2450 | 2450 | 1800 | 1800 | 500 | 500 | 896 | 896
15 |  | Connect to Existing Sewer | 3 | EA | 1500 | 4500 | 1200 | 3600 | 350 | 1050 | 1600 | 4800 | 800 | 2400 | 2000 | 6000 | 1344 | 4032
16 |  | 4" Sewer Laterals with Premium Backfill – Compl. Incl. Cleanouts and Restor. | 200 | LF | 49.91 | 9982 | 60 | 12000 | 47 | 9400 | 83 | 16600 | 80 | 16000 | 75 | 15000 | 38.08 | 7616
16a |  | 4" Sewer Laterals with Native Backfill– Compl. Incl. Cleanouts and Restor. | 5411 | LF | 18.42 | 99670.62 | 30 | 162330 | 26 | 140686 | 44 | 238084 | 50 | 270550 | 55 | 297605 | 24.64 | 133327.04
16b |  | Self Closing Sewer Cap and Concrete Collar | 106 | EA | 96.01 | 10177.06 | 193 | 20458 | 155 | 16430 | 155 | 16430 | 125 | 13250 | 100 | 10600 | 313.6 | 33241.6
17 |  | Adjust Ex. Manhole Rims or Catch Basin to New Grade | 3 | EA | 500 | 1500 | 785 | 2355 | 415 | 1245 | 545.57 | 1636.71 | 400 | 1200 | 500 | 1500 | 963.2 | 2889.6
18 |  | Concrete Encase Existing Sanitary Sewer | 100 | LF | 58 | 5800 | 55 | 5500 | 44 | 4400 | 125 | 12500 | 30 | 3000 | 75 | 7500 | 101.92 | 10192
19 |  | 4" Water Main w/Premium Backfill incl. Fittings | 2129 | LF | 23.88 | 50840.52 | 24.99 | 53203.71 | 34.5 | 73450.5 | 37 | 78773 | 60 | 127740 | 50 | 106450 | 40.32 | 85841.28
20 |  | 2" Water Main w/Premium Backfill incl. Fittings | 2239 | LF | 23.09 | 51698.51 | 22.17 | 49638.63 | 31 | 69409 | 32.5 | 72767.5 | 55 | 123145 | 45 | 100755 | 33.6 | 75230.4
21 |  | 1" Water Main w/Premium Backfill incl. Fittings | 180 | LF | 24.3 | 4374 | 21.92 | 3945.6 | 16 | 2880 | 38 | 6840 | 50 | 9000 | 40 | 7200 | 26.88 | 4838.4
22 |  | 4” Water Line Lowering incl. Fittings | 209 | LF | 21.53 | 4499.77 | 29.92 | 6253.28 | 28 | 5852 | 32 | 6688 | 70 | 14630 | 50 | 10450 | 47.04 | 9831.36
23 |  | 4" Gate Valve | 20 | EA | 1508.22 | 30164.4 | 1008 | 20160 | 950 | 19000 | 1100 | 22000 | 800 | 16000 | 1000 | 20000 | 1388.8 | 27776
24 |  | 2" Gate Valve | 13 | EA | 1084.07 | 14092.91 | 702 | 9126 | 750 | 9750 | 730 | 9490 | 600 | 7800 | 500 | 6500 | 1209.6 | 15724.8
25 |  | 1" Gate Valve | 1 | EA | 402.66 | 402.66 | 549 | 549 | 400 | 400 | 325 | 325 | 250 | 250 | 200 | 200 | 812 | 812
26 |  | 8” x 4” Cut-In Tee | 1 | EA | 2703.34 | 2703.34 | 3335 | 3335 | 2450 | 2450 | 2650 | 2650 | 3500 | 3500 | 350 | 350 | 1713.6 | 1713.6
27 |  | 4” x 4” Cut-In Tee | 1 | EA | 1210.18 | 1210.18 | 1620 | 1620 | 1700 | 1700 | 1925 | 1925 | 2500 | 2500 | 240 | 240 | 1220.8 | 1220.8
28 |  | Relocate Air Release Valve | 1 | EA | 2200 | 2200 | 1750 | 1750 | 3000 | 3000 | 5300 | 5300 | 650 | 650 | 500 | 500 | 1433.6 | 1433.6
29 |  | RV Yard Hydrants - Wet | 93 | EA | 350 | 32550 | 492 | 45756 | 475 | 44175 | 250 | 23250 | 600 | 55800 | 1400 | 130200 | 702.24 | 65308.32
30 |  | RV Yard Hydrants - Frost Free | 13 | EA | 1703.05 | 22139.65 | 1490 | 19370 | 1150 | 14950 | 1020 | 13260 | 1200 | 15600 | 2200 | 28600 | 1378.72 | 17923.36
31 |  | 2" Post Hydrants | 2 | EA | 3950 | 7900 | 3756 | 7512 | 3700 | 7400 | 3100 | 6200 | 3300 | 6600 | 3000 | 6000 | 3127.04 | 6254.08
32 |  | Drinking Fountain (at Shelter) | 2 | EA | 5850 | 11700 | 6812 | 13624 | 5200 | 10400 | 4200 | 8400 | 6500 | 13000 | 6000 | 12000 | 5169.92 | 10339.84
33 |  | 1" Lateral To Drinking Fountain incl. Curbstop | 210 | LF | 12.95 | 2719.5 | 21.92 | 4603.2 | 15 | 3150 | 33 | 6930 | 24 | 5040 | 30 | 6300 | 17.92 | 3763.2
34 |  | 1" Water Laterals with Premium Backfill – Complete Incl. Trench Restor. | 570 | LF | 18.76 | 10693.2 | 21.92 | 12494.4 | 20 | 11400 | 42 | 23940 | 82 | 46740 | 30 | 17100 | 21.28 | 12129.6
34a |  | 1” Water Laterals with Native Backfill - Complete Incl. Trench Restor. | 3647 | LF | 12.43 | 45332.21 | 20.25 | 73851.75 | 18 | 65646 | 28.5 | 103939.5 | 55 | 200585 | 35 | 127645 | 16.8 | 61269.6
35 |  | Tower Hydrant (Dump Station) | 4 | EA | 5134.18 | 20536.72 | 3500 | 14000 | 4600 | 18400 | 2300 | 9200 | 3800 | 15200 | 4800 | 19200 | 4245.92 | 16983.68
36 |  | Apron Area Drain (Dump Station) | 2 | EA | 2121.28 | 4242.56 | 5600 | 11200 | 5000 | 10000 | 3130 | 6260 | 1650 | 3300 | 200 | 400 | 1723.68 | 3447.36
37 |  | Tire Inflator – Complete on Precast Conc. Pad | 1 | EA | 3424 | 3424 | 2000 | 2000 | 4600 | 4600 | 2900 | 2900 | 5000 | 5000 | 3000 | 3000 | 2984.8 | 2984.8
38 |  | Storm Drain (24") | 154 | LF | 62.21 | 9580.34 | 70 | 10780 | 47 | 7238 | 76 | 11704 | 80 | 12320 | 100 | 15400 | 35.84 | 5519.36
39 |  | Storm Drain (18") | 366 | LF | 71.3 | 26095.8 | 69 | 25254 | 37 | 13542 | 62 | 22692 | 75 | 27450 | 95 | 34770 | 29.12 | 10657.92
40 |  | Storm Drain (12") | 1491 | LF | 37.37 | 55718.67 | 42 | 62622 | 27 | 40257 | 41 | 61131 | 62 | 92442 | 85 | 126735 | 23.52 | 35068.32
41 |  | 8" Perforated Drain | 1406 | LF | 19.8 | 27838.8 | 20 | 28120 | 19 | 26714 | 15.25 | 21441.5 | 15 | 21090 | 40 | 56240 | 25.76 | 36218.56
42 |  | 4" Perforated Drain | 120 | LF | 15.85 | 1902 | 18 | 2160 | 18 | 2160 | 11.5 | 1380 | 13 | 1560 | 25 | 3000 | 22.4 | 2688
43 |  | Storm Drain Manhole | 4 | EA | 2000 | 8000 | 4200 | 16800 | 2000 | 8000 | 1370 | 5480 | 1800 | 7200 | 2500 | 10000 | 2357.6 | 9430.4
44 |  | Precast Concrete Inlets | 22 | EA | 1074.12 | 23630.64 | 875 | 19250 | 1250 | 27500 | 980 | 21560 | 1400 | 30800 | 900 | 19800 | 2121.28 | 46668.16
45 |  | Precast Concrete Headwalls | 14 | EA | 485 | 6790 | 520 | 7280 | 625 | 8750 | 610 | 8540 | 600 | 8400 | 500 | 7000 | 929.6 | 13014.4
46 |  | Storm Cleanouts | 4 | EA | 700 | 2800 | 1100 | 4400 | 900 | 3600 | 960 | 3840 | 820 | 3280 | 300 | 1200 | 772.8 | 3091.2
47 | 601 | Rock Channel Protection ODOT Type C | 4 | CY | 75 | 300 | 340 | 1360 | 325 | 1300 | 200 | 800 | 180 | 720 | 100 | 400 | 134.4 | 537.6
48 | 601 | Rock Channel Protection ODOT Type D | 32 | CY | 75 | 2400 | 110 | 3520 | 150 | 4800 | 145 | 4640 | 150 | 4800 | 115 | 3680 | 129.92 | 4157.44
49 |  | Gas Line – 4” | 1232 | LF | 25 | 30800 | 39.3 | 48417.6 | 20 | 24640 | 35 | 43120 | 25 | 30800 | 45 | 55440 | 21.28 | 26216.96
50 |  | Gas Line - 2" | 620 | LF | 18 | 11160 | 36.6 | 22692 | 17 | 10540 | 30 | 18600 | 22 | 13640 | 42 | 26040 | 17.92 | 11110.4
51 |  | Gas Line - 1-1/2" | 162 | LF | 13 | 2106 | 29.1 | 4714.2 | 14 | 2268 | 30 | 4860 | 22 | 3564 | 41 | 6642 | 17.36 | 2812.32
52 |  | Gas Line - 1" | 138 | LF | 12 | 1656 | 24.18 | 3336.84 | 11 | 1518 | 30 | 4140 | 21 | 2898 | 41 | 5658 | 16.8 | 2318.4
53 |  | 4” Gas Valve | 2 | EA | 500 | 1000 | 565.15 | 1130.3 | 700 | 1400 | 1600 | 3200 | 650 | 1300 | 1000 | 2000 | 1041.6 | 2083.2
54 |  | 1-1/2” Gas Valve | 1 | EA | 500 | 500 | 382.5 | 382.5 | 350 | 350 | 1000 | 1000 | 300 | 300 | 400 | 400 | 754.88 | 754.88
55 |  | 1” Gas Valve | 1 | EA | 500 | 500 | 282.3 | 282.3 | 325 | 325 | 950 | 950 | 280 | 280 | 300 | 300 | 736.96 | 736.96
56 |  | Gas Regulator | 1 | EA | 500 | 500 | 670 | 670 | 345 | 345 | 3500 | 3500 | 2500 | 2500 | 1000 | 1000 | 844.48 | 844.48
[6 empty] | 0 |  | 0 |  | 0 |  | 0 |  | 0 |  | 0 |  | 0
|  | DIVISION 2C - SITEWORK |  |  |  | 0 |  | 0 |  | 0 |  | 0 |  | 0 |  | 0 |  | 0
57 | 452 | 5” Concrete Pavement - Campsites | 82182 | SF | 5.25 | 431455.5 | 3.9 | 320509.8 | 5.51 | 452822.82 | 6.3 | 517746.6 | 8 | 657456 | 6 | 493092 | 6.33 | 520212.06
58 | 452 | 6” Concrete Pavement – Dump Sta. | 5224 | SF | 7.5 | 39180 | 3.9 | 20373.6 | 7.88 | 41165.12 | 6.5 | 33956 | 9 | 47016 | 7 | 36568 | 7.56 | 39493.44
59 | 304 | Aggregate Base - Campsites | 9132 | SY | 7.97 | 72782.04 | 12 | 109584 | 11.75 | 107301 | 9.7 | 88580.4 | 10 | 91320 | 10 | 91320 | 16.8 | 153417.6
60 | 204 | Subgrade Compaction - Campsites | 9132 | SY | 3 | 27396 | 7 | 63924 | 0.7 | 6392.4 | 1.9 | 17350.8 | 1.25 | 11415 | 1 | 9132 | 2.24 | 20455.68
61 | 441 | Asphalt Pavement – Roads/Dump Sta. | 12573 | SY | 5.29 | 66511.17 | 5.5 | 69151.5 | 4.85 | 60979.05 | 5 | 62865 | 5.5 | 69151.5 | 7 | 88011 | 22.4 | 281635.2
62 | 301 | AC Base Course - Roads/Dump Sta. | 12573 | SY | 15.81 | 198779.13 | 15.5 | 194881.5 | 14.45 | 181679.85 | 14.45 | 181679.85 | 15.5 | 194881.5 | 19 | 238887 | 16.18 | 203431.14
62A | 304 | Aggregate Base – Roads/Dump Sta. | 12573 | SY | 8.35 | 104984.55 | 4 | 50292 | 8 | 100584 | 9 | 113157 | 10 | 125730 | 14 | 176022 |  | 0
63 | 204 | Subgrade Compaction – Roads/Dump Sta. | 12573 | SY | 2 | 25146 | 0.07 | 880.11 | 1 | 12573 | 1.55 | 19488.15 | 1.25 | 15716.25 | 1 | 12573 | 2.24 | 28163.52
64 | 206 | 12” Cement Stabilized Subgrade | 12573 | SY | 4.3 | 54063.9 | 3.88 | 48783.24 | 3.15 | 39604.95 | 5 | 62865 | 3 | 37719 | 3 | 37719 | 2.8 | 35204.4
65 | 206 | Cement | 427 | TON | 198 | 84546 | 125 | 53375 | 155 | 66185 | 193 | 82411 | 155 | 66185 | 150 | 64050 | 164.64 | 70301.28
66 | 206 | Curing Coat | 12573 | SY | 0.75 | 9429.75 | 1.08 | 13578.84 | 0.45 | 5657.85 | 1.8 | 22631.4 | 0.5 | 6286.5 | 0.5 | 6286.5 | 0.45 | 5657.85
67 | 206 | Mixture Design for Chemically Stabilized Soils | 1 | LS | 22750 | 22750 | 5521 | 5521 | 3150 | 3150 | 7000 | 7000 | 2700 | 2700 | 2500 | 2500 | 2800 | 2800
68 | 407 | Tack Coat | 649 | GAL | 3.46 | 2245.54 | 2.2 | 1427.8 | 3.25 | 2109.25 | 2.6 | 1687.4 | 3 | 1947 | 3 | 1947 | 2.91 | 1888.59
69 | 441 | Asphalt Pavement - Sidewalks/Paths | 5473 | SY | 13.8 | 75527.4 | 11.4 | 62392.2 | 12.6 | 68959.8 | 13.75 | 75253.75 | 15 | 82095 | 13 | 71149 | 15.4 | 84284.2
70 | 304 | Aggregate Base - Sidewalks/Paths | 5473 | SY | 17.12 | 93697.76 | 20 | 109460 | 11 | 60203 | 9 | 49257 | 10 | 54730 | 10 | 54730 | 16.8 | 91946.4
71 | 204 | Subgrade Compaction - Sidewalks/Paths | 5473 | SY | 3 | 16419 | 3 | 16419 | 1 | 5473 | 2.2 | 12040.6 | 1.25 | 6841.25 | 1 | 5473 | 2.24 | 12259.52
72 |  | Concrete Sidewalk | 120 | SF | 22.5 | 2700 | 20 | 2400 | 7.5 | 900 | 6 | 720 | 8 | 960 | 7 | 840 | 10.64 | 1276.8
73 | 204 | Proof Rolling | 8 | HR | 85 | 680 | 75 | 600 | 125 | 1000 | 270 | 2160 | 150 | 1200 | 100 | 800 | 179.2 | 1433.6
74 |  | Full Depth Subgrade Repair - Campsites | 500 | SY | 28.3 | 14150 | 27 | 13500 | 25 | 12500 | 27 | 13500 | 5 | 2500 | 65 | 32500 | 20.5 | 10250
75 | 422 | Chipseal Pavement with Fog Seal | 5495 | SY | 6.36 | 34948.2 | 7.75 | 42586.25 | 7 | 38465 | 7.5 | 41212.5 | 8 | 43960 | 12 | 65940 | 9.52 | 52312.4
76 | 304 | Aggregate Base – Event Parking | 5495 | SY | 8.44 | 46377.8 | 12 | 65940 | 11 | 60445 | 13.5 | 74182.5 | 10 | 54950 | 10 | 54950 | 16.8 | 92316
77 |  | No. 4 Limestone Aggregate Base – Event Parking | 5495 | SY | 11.46 | 62972.7 | 10 | 54950 | 10 | 54950 | 11.7 | 64291.5 | 11 | 60445 | 10 | 54950 | 16.8 | 92316
78 | 204 | Subgrade Compaction – Event Parking | 5495 | SY | 2 | 10990 | 2.5 | 13737.5 | 1 | 5495 | 1.55 | 8517.25 | 1.25 | 6868.75 | 1 | 5495 | 2.24 | 12308.8
79 |  | 1.25” Bituminous Overlay | 2348 | SY | 5.29 | 12420.92 | 7.15 | 16788.2 | 4.83 | 11340.84 | 11.25 | 26415 | 12 | 28176 | 7 | 16436 | 10.64 | 24982.72
80 |  | Trench Restoration (Asphalt) | 20 | SY | 75 | 1500 | 60 | 1200 | 61 | 1220 | 175 | 3500 | 470 | 9400 | 90 | 1800 | 196 | 3920
81 |  | Precast Concrete Wheelstop | 240 | EA | 75 | 18000 | 115 | 27600 | 120 | 28800 | 85 | 20400 | 150 | 36000 | 80 | 19200 | 89.6 | 21504
82 |  | Timber Guard Rail | 202 | LF | 35.5 | 7171 | 42.94 | 8673.88 | 43 | 8686 | 45 | 9090 | 50 | 10100 | 55 | 11110 | 44.35 | 8958.7
83 |  | Cluster Dock Abutments - Complete | 3 | EA | 2875 | 8625 | 4500 | 13500 | 6000 | 18000 | 3500 | 10500 | 6500 | 19500 | 5000 | 15000 | 95900 | 287700
84 |  | Trash Enclosure - Complete in Place | 2 | EA | 17800 | 35600 | 30000 | 60000 | 25000 | 50000 | 22791 | 45582 | 17900 | 35800 | 17000 | 34000 | 9520 | 19040
85 |  | Traffic / HC Parking Signs - with post and base | 20 | EA | 289 | 5780 | 250 | 5000 | 500 | 10000 | 150 | 3000 | 160 | 3200 | 250 | 5000 | 435.68 | 8713.6
86 | 642 | Stop Bar | 10 | LF | 25 | 250 | 25 | 250 | 25 | 250 | 20 | 200 | 22 | 220 | 15 | 150 | 22.4 | 224
87 | 642 | Painted Stripe - 4" | 1440 | LF | 0.48 | 691.2 | 0.4 | 576 | 0.5 | 720 | 2.4 | 3456 | 3 | 4320 | 1 | 1440 | 2.69 | 3873.6
88 | 642 | Crosswalk Marking | 5 | EA | 95 | 475 | 75 | 375 | 80 | 400 | 555 | 2775 | 600 | 3000 | 150 | 750 | 621.6 | 3108
89 | 642 | Handicap Stall Marking | 8 | EA | 75 | 600 | 50 | 400 | 55 | 440 | 250 | 2000 | 270 | 2160 | 125 | 1000 | 280 | 2240
90 |  | Concrete Barrier Curb – Dump Sta. | 150 | LF | 29.33 | 4399.5 | 17 | 2550 | 26.25 | 3937.5 | 23 | 3450 | 44 | 6600 | 10 | 1500 | 17.92 | 2688
91 |  | Signage Installation – Incl. posts and base – Dump Sta. | 4 | EA | 390 | 1560 | 200 | 800 | 1000 | 4000 | 1500 | 6000 | 420 | 1680 | 1000 | 4000 | 435.68 | 1742.72
92 |  | Collapsible Bollards | 15 | EA | 1300 | 19500 | 814 | 12210 | 1000 | 15000 | 1300 | 19500 | 1350 | 20250 | 750 | 11250 | 1406.72 | 21100.8
93 |  | Steel Bollard | 6 | EA | 350 | 2100 | 100 | 600 | 625 | 3750 | 950 | 5700 | 550 | 3300 | 500 | 3000 | 392 | 2352
94 |  | Construction Fence | 6120 | LF | 3.15 | 19278 | 3 | 18360 | 2 | 12240 | 2.9 | 17748 | 4 | 24480 | 7.5 | 45900 | 3.92 | 23990.4
95 | 203 | Excavation | 1 | LS | 86213.94 | 86213.94 | 110000 | 110000 | 300000 | 300000 | 198000 | 198000 | 150000 | 150000 | 300000 | 300000 | 182296.8 | 182296.8
96 | 203 | Embankment | 1 | LS | 56177.46 | 56177.46 | 80000 | 80000 | 125000 | 125000 | 25000 | 25000 | 190000 | 190000 | 72000 | 72000 | 255215.52 | 255215.52
97 | 205 | Lime Stab. Embankment as Per Plan (Furn. & Placed) | 500 | TON | 196 | 98000 | 119 | 59500 | 170 | 85000 | 205 | 102500 | 170 | 85000 | 160 | 80000 | 179.2 | 89600
98 |  | Inlet Protection | 30 | EA | 375 | 11250 | 115 | 3450 | 65 | 1950 | 200 | 6000 | 165 | 4950 | 200 | 6000 | 56 | 1680
99 |  | Silt Fence | 4500 | LF | 3.15 | 14175 | 3 | 13500 | 3 | 13500 | 2.25 | 10125 | 3 | 13500 | 2 | 9000 | 1.12 | 5040
100 |  | Stabilized Construction Entrance | 4 | EA | 3500 | 14000 | 3500 | 14000 | 2000 | 8000 | 2900 | 11600 | 2500 | 10000 | 4000 | 16000 | 2688 | 10752
101 |  | Erosion Control Blanket (Slope/Swale Stabilization) | 10850 | SY | 2.09 | 22676.5 | 1.9 | 20615 | 2 | 21700 | 1.9 | 20615 | 2 | 21700 | 4 | 43400 | 2.24 | 24304
102 |  | Check Dam | 5 | EA | 362 | 1810 | 300 | 1500 | 150 | 750 | 300 | 1500 | 300 | 1500 | 1500 | 7500 | 414.4 | 2072
103 |  | Temporary Seeding | 9 | AC | 1000 | 9000 | 2300 | 20700 | 1300 | 11700 | 2300 | 20700 | 700 | 6300 | 4000 | 36000 | 722.4 | 6501.6
104 |  | Survey Control Monument | 4 | EA | 625 | 2500 | 250 | 1000 | 850 | 3400 | 250 | 1000 | 600 | 2400 | 500 | 2000 | 448 | 1792
105 |  | Repair Seeding & Mulching – Event Parking | 10000 | SY | 1.17 | 11700 | 1.07 | 10700 | 0.75 | 7500 | 1.1 | 11000 | 1.35 | 13500 | 2 | 20000 | 1.4 | 14000
[6 empty] | 0 |  | 0 |  | 0 |  | 0 |  | 0 |  | 0 |  | 0
|  | DIVISION 2D - LANDSCAPE |  |  |  | 0 |  | 0 |  | 0 |  | 0 |  | 0 |  | 0 |  | 0
106 | 661 | Canopy Trees (2.5" caliper) | 367 | EA | 415 | 152305 | 386.2 | 141735.4 | 405.5 | 148818.5 | 390 | 143130 | 470 | 172490 | 350 | 128450 | 491.12 | 180241.04
107 | 661 | Evergreen Trees (6' height) | 89 | EA | 320 | 28480 | 271 | 24119 | 284.5 | 25320.5 | 271 | 24119 | 320 | 28480 | 235 | 20915 | 333.76 | 29704.64
108 | 661 | Ornamental Trees (1.5" caliper) | 161 | EA | 285 | 45885 | 258.5 | 41618.5 | 271.5 | 43711.5 | 260 | 41860 | 450 | 72450 | 285 | 45885 | 468.72 | 75463.92
109 | 661 | Shrubs (#3 container) | 1074 | EA | 58 | 62292 | 52 | 55848 | 55 | 59070 | 52 | 55848 | 100 | 107400 | 45 | 48330 | 103.38 | 111030.12
110 | 661 | Perennials (#1 container) | 32 | EA | 20 | 640 | 16.5 | 528 | 17.5 | 560 | 16.5 | 528 | 40 | 1280 | 15 | 480 | 42.56 | 1361.92
111 | 659 | Seeding and Mulching - MWCD Native Grass Seed Mix | 19360 | SY | 1.4 | 27104 | 1.07 | 20715.2 | 1 | 19360 | 1.1 | 21296 | 1.8 | 34848 | 2 | 38720 | 1.62 | 31363.2
112 | 659 | Seeding and Mulching – Lawn Seed Mix | 24200 | SY | 1.5 | 36300 | 1.08 | 26136 | 1 | 24200 | 1.1 | 26620 | 1.35 | 32670 | 2 | 48400 | 1.4 | 33880
113 | 659 | Commercial Fertilizer | 3 | TON | 575 | 1725 | 500 | 1500 | 1500 | 4500 | 500 | 1500 | 1500 | 4500 | 1100 | 3300 | 2016 | 6048
114 | 659 | Water | 280 | MGAL | 74.4 | 20832 | 65 | 18200 | 30 | 8400 | 65 | 18200 | 50 | 14000 | 20 | 5600 | 112 | 31360
115 | 651 | Topsoil Stockpiled | 1 | LS | 80000 | 80000 | 120000 | 120000 | 72000 | 72000 | 85000 | 85000 | 20000 | 20000 | 14000 | 14000 | 82382.72 | 82382.72
116 | 652 | Placing Stockpiled Topsoil | 1 | LS | 89919 | 89919 | 125000 | 125000 | 130000 | 130000 | 97000 | 97000 | 35000 | 35000 | 14000 | 14000 | 123574.08 | 123574.08
117 | 609 | 6” ODOT Type 2A Curb (at playgrounds) | 227 | LF | 32.99 | 7488.73 | 14 | 3178 | 21 | 4767 | 12 | 2724 | 40 | 9080 | 12 | 2724 | 13.44 | 3050.88
117a |  | #57 Gravel Base (at playgrounds) | 139 | TON | 28.56 | 3969.84 | 40 | 5560 | 34 | 4726 | 35 | 4865 | 40 | 5560 | 34 | 4726 | 25.76 | 3580.64
117b |  | Geotextile Fabric (at playgrounds) | 575 | SY | 11.53 | 6629.75 | 3 | 1725 | 2.5 | 1437.5 | 2.5 | 1437.5 | 1.5 | 862.5 | 3 | 1725 | 5.6 | 3220
117c |  | 4” perforated PVC underdrain (at playground) | 227 | LF | 9.55 | 2167.85 | 7 | 1589 | 12 | 2724 | 12 | 2724 | 14 | 3178 | 21 | 4767 | 4.48 | 1016.96
[6 empty] | 0 |  | 0 |  | 0 |  | 0 |  | 0 |  | 0 |  | 0
[6 empty] | 0 |  | 0 |  | 0 |  | 0 |  | 0 |  | 0 |  | 0
|  | DIVISION 16 - ELECTRICAL |  |  |  | 0 |  | 0 |  | 0 |  | 0 |  | 0 |  | 0 |  | 0
|  | ELECTRICAL SERVICE - SITE |  |  |  | 0 |  | 0 |  | 0 |  | 0 |  | 0 |  | 0 |  | 0
118 |  | 600 AMP, NEMA 3R, 120/240V, 1PH, 3W, DIST. PANEL | 8 | EA | 8680.71 | 69445.68 | 9875 | 79000 | 10369 | 82952 | 5825 | 46600 | 6000 | 48000 | 5700 | 45600 | 6264.16 | 50113.28
119 |  | PANELBOARD NEMA 3R ENCLOSURE | 8 | EA | 2450.63 | 19605.04 | 2190 | 17520 | 2300 | 18400 | 1900 | 15200 | 2050 | 16400 | 2000 | 16000 | 1570.24 | 12561.92
120 |  | HIGH VOLTAGE TRANSFORMER CONCRETE PAD | 6 | EA | 1640.22 | 9841.32 | 285 | 1710 | 300 | 1800 | 1920 | 11520 | 58 | 348 | 67 | 402 | 61.6 | 369.6
121 |  | CT CABINET | 5 | EA | 3945 | 19725 | 2700 | 13500 | 2835 | 14175 | 1080 | 5400 | 900 | 4500 | 850 | 4250 | 948.64 | 4743.2
122 |  | 600 AMP, 2 POLE, NEMA 3R, SERVICE RATED DISC. | 3 | EA | 4700.34 | 14101.02 | 6300 | 18900 | 2205 | 6615 | 1840 | 5520 | 1950 | 5850 | 1900 | 5700 | 1948.8 | 5846.4
123 |  | UNDERGROUND HIGH VOLTAGE (2) 3" CONDUITS | 3760 | LF | 17.73 | 66664.8 | 22.75 | 85540 | 23.9 | 89864 | 23.5 | 88360 | 8 | 30080 | 9 | 33840 | 8.62 | 32411.2
124 |  | 600 AMP U/G SECONDARY CABLE AND 4" CONDUITS | 1150 | LF | 115.98 | 133377 | 74.1 | 85215 | 77.81 | 89481.5 | 153 | 175950 | 140 | 161000 | 132 | 151800 | 147.09 | 169153.5
125 |  | PEDESTAL CONNECTIONS | 106 | EA | 160.05 | 16965.3 | 27.5 | 2915 | 29 | 3074 | 175 | 18550 | 185 | 19610 | 180 | 19080 | 196 | 20776
126 |  | PEDESTAL FEEDS - 250 A. SINGLE CONDUCTOR CABLE IN 2-1/2” SCHEDULE 40 PVC | 6500 | LF | 28.75 | 186875 | 29.97 | 194805 | 31.47 | 204555 | 44 | 286000 | 31 | 201500 | 28 | 182000 | 31.68 | 205920
127 |  | SL1 SITE LIGHTING LUMINAIRE, POLE AND BASE | 8 | EA | 6918.5 | 55348 | 7338 | 58704 | 7705 | 61640 | 6130 | 49040 | 5800 | 46400 | 5500 | 44000 | 6008.8 | 48070.4
128 |  | SL2 SITE LIGHTING LUMINAIRE, POLE AND BASE | 6 | EA | 5405.34 | 32432.04 | 5075 | 30450 | 5330 | 31980 | 3635 | 21810 | 3900 | 23400 | 3700 | 22200 | 4068.96 | 24413.76
129 |  | SITE LIGHTING CIRCUITS | 2850 | LF | 11.64 | 33174 | 5.98 | 17043 | 6.3 | 17955 | 16 | 45600 | 7 | 19950 | 7 | 19950 | 6.84 | 19494
130 |  | 20 AMP COMPRESSOR BRANCH CIRCUITS | 975 | LF | 13.2 | 12870 | 14.8 | 14430 | 15.55 | 15161.25 | 9 | 8775 | 10 | 9750 | 9 | 8775 | 9.98 | 9730.5
131 |  | 17" x 30" HANDHOLE | 5 | EA | 1400 | 7000 | 650 | 3250 | 682.5 | 3412.5 | 397 | 1985 | 425 | 2125 | 400 | 2000 | 444.64 | 2223.2
132 |  | UNDERGROUND COMMUNICATION (2) 3” CONDUITS | 1880 | LF | 12.98 | 24402.4 | 15.7 | 29516 | 16.5 | 31020 | 22.53 | 42356.4 | 10.5 | 19740 | 10 | 18800 | 10.76 | 20228.8
133 |  | SHORT CIRCUIT EVALUATION | 1 | LS | 6934 | 6934 | 3025 | 3025 | 3200 | 3200 | 2845 | 2845 | 3200 | 3200 | 3000 | 3000 | 3186.4 | 3186.4
[6 empty] | 0 |  | 0 |  | 0 |  | 0 |  | 0 |  | 0 |  | 0
[6 empty] | 0 |  | 0 |  | 0 |  | 0 |  | 0 |  | 0 |  | 0
|  | BUILDINGS |  |  |  | 0 |  | 0 |  | 0 |  | 0 |  | 0 |  | 0 |  | 0
134 |  | Restroom Building Structure and Finishes | 1 | LS | 655209 | 655209 | 750000 | 750000 | 584500 | 584500 | 702780 | 702780 | 690000 | 690000 | 277000 | 277000 | 1040555.04 | 1040555.04
135 |  | Restroom Building Electrical and Communications | 1 | LS | 50980 | 50980 | 47400 | 47400 | 49775 | 49775 | 51000 | 51000 | 28000 | 28000 | 36000 | 36000 | 51907.52 | 51907.52
136 |  | Restroom Building Plumbing | 1 | LS | 133712 | 133712 | 103380 | 103380 | 104525 | 104525 | 107100 | 107100 | 180000 | 180000 | 71000 | 71000 | 111484.8 | 111484.8
137 |  | Restroom Building HVAC | 1 | LS | 64710 | 64710 | 62000 | 62000 | 62850 | 62850 | 66300 | 66300 | 70000 | 70000 | 67000 | 67000 | 85433.6 | 85433.6
138 |  | Shelter Structure (30’ x 44’) Including Foundations and Electrical | 1 | LS | 145013 | 145013 | 165000 | 165000 | 151050 | 151050 | 164200 | 164200 | 175000 | 175000 | 84000 | 84000 | 48787.2 | 48787.2
138a |  | Shelter Structure (24’ x 28’) Including Foundations and Electrical | 1 | LS | 100000 | 100000 | 119500 | 119500 | 91375 | 91375 | 126500 | 126500 | 115000 | 115000 | 60000 | 60000 | 27095.04 | 27095.04
[6 empty] | 0 |  | 0 |  | 0 |  | 0 |  | 0 |  | 0 |  | 0
|  | MISCELLANEOUS |  |  |  | 0 |  | 0 |  | 0 |  | 0 |  | 0 |  | 0 |  | 0
139 | 623 | Construction Layout Stakes and Surveying | 1 | EA | 37180 | 37180 | 25000 | 25000 | 100000 | 100000 | 50000 | 50000 | 45000 | 45000 | 57000 | 57000 | 55720 | 55720
140 | 624 | Mobilization | 1 | LS | 200000 | 200000 | 130000 | 130000 | 100000 | 100000 | 25000 | 25000 | 75000 | 75000 | 97000 | 97000 | 42000 | 42000
141 |  | Premium for Contract Performance Bond and For Payment | 1 | LS | 44044.58 | 44044.58 | 36000 | 36000 | 55215 | 55215 | 43000 | 43000 | 50000 | 50000 | 70000 | 70000 | 50190.56 | 50190.56
142 |  | Installation of owner provided camp site utility pedestals | 106 | EA | 840.72 | 89116.32 | 802 | 85012 | 842 | 89252 | 420 | 44520 | 260 | 27560 | 100 | 10600 | 105.28 | 11159.68
143 |  | Electrical Utility Service Allowance* | 1 | LS | 50000 | 50000 | 50000 | 50000 | 50000 | 50000 | 50000 | 50000 | 50000 | 50000 | 50000 | 50000 | 50000 | 50000
144 |  | Owner’s Contingency Allowance* | 1 | LS | 50000 | 50000 | 50000 | 50000 | 50000 | 50000 | 50000 | 50000 | 50000 | 50000 | 50000 | 50000 | 50000 | 50000
|  |  | TOTAL BID (Total of all Extended Values) |  |  | 5806868.28 |  | 5977403.83 | 2279392.7 | 5983740.18 |  | 6299410.56 |  | 6762950.25 |  | 6999443.5 |  | 7083187.78
|  |  | Total amount listed on bid form |  |  | 5801468.28 |  | 5977403.83 |  | 5983740.18 |  | 6299410.56 |  | 6762950.25 |  | 6999445 |  | 7083178.66
|  |  | Difference |  |  | 5400 |  | 0 |  | 0 | 0 | 0 | 0 | 0 | 0 | -1.5 | 0 | 9.12
| ALT #1 | Pickleball Court | 1 | LS | 16513.8 | 16513.8 | 14000 | 14000 | 25000 | 25000 | 23000 | 23000 | 29200 | 29200 | 19500 | 19500 | 29700 | 29700
| ALT #2 | Basketball Court | 1 | LS | 28515 | 28515 | 20000 | 20000 | 38000 | 38000 | 40000 | 40000 | 52920 | 52920 | 34500 | 34500 | 53900 | 53900
| ALT #3 | Sand Volleyball Court | 1 | LS | 5400 | 5400 | 12000 | 12000 | 10000 | 10000 | 20000 | 20000 | 5500 | 5500 | 13000 | 13000 | 19712 | 19712
| ALT#4 | 6 x 6 W2.9 x W2.9 welded wire mesh reinforcement | 87406 | SF | $ | 95491.06 | 0.01 | 874.06 | 1 | 87406 | 0.8 | 69924.8 | 1 | 87406 |  | 49000 | 0.55 | 48073.3
|  |  | TOTAL BID with Alternates |  |  | 5952788.14 |  | 6024277.89 |  | 6144146.18 |  | 6452335.36 |  | 6937976.25 |  | 7115443.5 |  | 7234573.08

## AT CG PH 2
| ODOT |  |  |  | Bidder 1 |  | Bidder 2 |  | Bidder 3 |  | Bidder 4 |  | Bidder 5 |  | Bidder 6 |  | Bidder 7 |  | Bidder 8 |  | Bidder 9 |  | Bidder 10 |  | Bidder 11 |  | Bidder 12
ITEM | CMS |  | ESTIMATED BID | UNIT OF
NO | NO | DESCRIPTION | QUANTITY | MEASURE | UNIT PRICE | EXTENDED VALUE | UNIT PRICE | EXTENDED VALUE | UNIT PRICE | EXTENDED VALUE | UNIT PRICE | EXTENDED VALUE | UNIT PRICE | EXTENDED VALUE | UNIT PRICE | EXTENDED VALUE | UNIT PRICE | EXTENDED VALUE | UNIT PRICE | EXTENDED VALUE | UNIT PRICE | EXTENDED VALUE | UNIT PRICE | EXTENDED VALUE | UNIT PRICE | EXTENDED VALUE | UNIT PRICE | EXTENDED VALUE
|  | DIVISION 2A - DEMOLITION | [5 empty] | 0
1 | 201 | Clearing and Grubbing w/Tree & Stump Removal | 1 | LS | 36000 | 36000 | 27692 | 27692 | 18500 | 18500 | 79000 | 79000 | 27528 | 27528 | 50000 | 50000 | 20397.46 | 20397.46 | 36000 | 36000 | 45000 | 45000 | 27500 | 27500 | 18000 | 18000 | 36000 | 36000
2 | 202 | Catch Basin/Inlet Removed | 4 | EA | 200 | 800 | 612 | 2448 | 200 | 800 | 100 | 400 | 251.9 | 1007.6 | 400 | 1600 | 311.6 | 1246.4 | 410 | 1640 | 400 | 1600 | 587.5 | 2350 | 500 | 2000 | 200 | 800
3 | 202 | Misc. valves, hydrants, and appurtenances, pedestals, vaults, meters, utility poles, light poles, utility hookups | 77 | EA | 110 | 8470 | 227 | 17479 | 70 | 5390 | 75 | 5775 | 165.15 | 12716.55 | 300 | 23100 | 183.08 | 14097.16 | 130 | 10010 | 340 | 26180 | 48.85 | 3761.45 | 600 | 46200 | 275 | 21175
4 | 202 | Pavement/Structure Removed | 6215 | SY | 2.8 | 17402 | 10.8 | 67122 | 6 | 37290 | 5 | 31075 | 2.71 | 16842.65 | 8 | 49720 | 9.19 | 57115.85 | 5 | 31075 | 7 | 43505 | 4.48 | 27843.2 | 3 | 18645 | 7 | 43505
5 | 202 | Pipe Removed, 24" & under (waterlines, storm sewers and sanitary sewers) | 8410 | LF | 0.5 | 4205 | 9.75 | 81997.5 | 7 | 58870 | 3 | 25230 | 3.94 | 33135.4 | 8 | 67280 | 4.55 | 38265.5 | 9 | 75690 | 15 | 126150 | 7 | 58870 | 8 | 67280 | 12 | 100920
6 | 203 | Excavation | 1 | LS | 147555 | 147555 | 157204 | 157204 | 189000 | 189000 | 210000 | 210000 | 94969.6 | 94969.6 | 275000 | 275000 | 120833.37 | 120833.37 | 360500 | 360500 | 210000 | 210000 | 100000 | 100000 | 116000 | 116000 | 205000 | 205000
7 | 203 | Embankment | 1 | LS | 9350 | 9350 | 138932 | 138932 | 17000 | 17000 | 100000 | 100000 | 8289.6 | 8289.6 | 25000 | 25000 | 212769.95 | 212769.95 | 19000 | 19000 | 25000 | 25000 | 40000 | 40000 | 7500 | 7500 | 40000 | 40000
8 | 202 | Demolition of picnic pavilion and concrete slab | 1 | EA | 2250 | 2250 | 7055 | 7055 | 4750 | 4750 | 3500 | 3500 | 3040.4 | 3040.4 | 5000 | 5000 | 5335.1 | 5335.1 | 3500 | 3500 | 10000 | 10000 | 2500 | 2500 | 3300 | 3300 | 6500 | 6500
|  | DIVISION 2B - UTILITIES |  |  |  | 0 |  | 0 |  | 0 |  | 0 |  | 0 |  | 0 |  | 0 |  | 0 |  | 0 |  | 0 |  | 0 |  | 0
9 | SPEC | 6" Sanitary Sewer lateral w/Native Backfill | 40 | LF | 42 | 1680 | 40.6 | 1624 | 58 | 2320 | 53 | 2120 | 77.47 | 3098.8 | 35 | 1400 | 40.87 | 1634.8 | 46 | 1840 | 70 | 2800 | 55.14 | 2205.6 | 42 | 1680 | 39 | 1560
10 | SPEC | 6" Sanitary Sewer lateral w/Premium Backfill | 35 | LF | 68 | 2380 | 43.2 | 1512 | 96 | 3360 | 75 | 2625 | 120.85 | 4229.75 | 96 | 3360 | 95.42 | 3339.7 | 187 | 6545 | 130 | 4550 | 76.15 | 2665.25 | 81 | 2835 | 41 | 1435
11 | SPEC | 8" Sanitary Sewer Main w/Native Backfill | 1045 | LF | 37.5 | 39187.5 | 47.7 | 49846.5 | 42 | 43890 | 75 | 78375 | 75.51 | 78907.95 | 44 | 45980 | 40.15 | 41956.75 | 37 | 38665 | 73 | 76285 | 45 | 47025 | 40 | 41800 | 52 | 54340
12 | SPEC | 8" Sanitary Sewer Main w/Premium Backfill | 900 | LF | 72 | 64800 | 55.8 | 50220 | 80 | 72000 | 100 | 90000 | 150.91 | 135819 | 98 | 88200 | 107.25 | 96525 | 123 | 110700 | 135 | 121500 | 118 | 106200 | 121 | 108900 | 70 | 63000
13 | SPEC | 2” PVC Force Main | 60 | LF | 30 | 1800 | 24 | 1440 | 24 | 1440 | 40 | 2400 | 65.82 | 3949.2 | 60 | 3600 | 75.59 | 4535.4 | 73 | 4380 | 75 | 4500 | 21.27 | 1276.2 | 27 | 1620 | 40 | 2400
14 | SPEC | Sanitary Sewer Manholes | 11 | EA | 3220 | 35420 | 3394 | 37334 | 3225 | 35475 | 2000 | 22000 | 4453.7 | 48990.7 | 3955 | 43505 | 3291.12 | 36202.32 | 3800 | 41800 | 4000 | 44000 | 3500 | 38500 | 4025 | 44275 | 3900 | 42900
15 | SPEC | Sanitary Sewer Manhole w/ Corrosion Coating | 1 | EA | 9800 | 9800 | 11022 | 11022 | 3885 | 3885 | 9000 | 9000 | 14623.4 | 14623.4 | 5600 | 5600 | 5660.74 | 5660.74 | 12100 | 12100 | 9000 | 9000 | 5500 | 5500 | 11400 | 11400 | 12750 | 12750
16 | SPEC | Connect to Existing Sewer | 3 | EA | 1000 | 3000 | 1427 | 4281 | 1650 | 4950 | 2000 | 6000 | 1432.94 | 4298.82 | 650 | 1950 | 2518.21 | 7554.63 | 4300 | 12900 | 350 | 1050 | 1200 | 3600 | 780 | 2340 | 2900 | 8700
17 | SPEC | 4" Sanitary Sewer Lateral w/Native Backfill | 2600 | LF | 29.5 | 76700 | 33.2 | 86320 | 54 | 140400 | 40 | 104000 | 54.13 | 140738 | 35 | 91000 | 44.86 | 116636 | 66 | 171600 | 65 | 169000 | 45.06 | 117156 | 35 | 91000 | 62 | 161200
18 | SPEC | 4" Sanitary Sewer Lateral w/Premium Backfill | 510 | LF | 47 | 23970 | 37.6 | 19176 | 89 | 45390 | 50 | 25500 | 114.5 | 58395 | 45 | 22950 | 94.48 | 48184.8 | 143 | 72930 | 75 | 38250 | 80.84 | 41228.4 | 85 | 43350 | 60 | 30600
19 | SPEC | Adjust Ex. Sanitary Manhole to Grade | 4 | EA | 275 | 1100 | 402 | 1608 | 400 | 1600 | 500 | 2000 | 819.5 | 3278 | 900 | 3600 | 438.89 | 1755.56 | 2000 | 8000 | 600 | 2400 | 227.5 | 910 | 1050 | 4200 | 475 | 1900
20 | SPEC | Connections to Existing Water | 4 | EA | 420 | 1680 | 1104 | 4416 | 940 | 3760 | 1500 | 6000 | 1610.4 | 6441.6 | 3850 | 15400 | 1111.45 | 4445.8 | 1200 | 4800 | 1200 | 4800 | 1000 | 4000 | 1100 | 4400 | 3100 | 12400
21 | SPEC | 8" Water Main w/Native Backfill incl. Fittings | 390 | LF | 44 | 17160 | 47.8 | 18642 | 69 | 26910 | 45 | 17550 | 66.33 | 25868.7 | 49 | 19110 | 44.43 | 17327.7 | 52 | 20280 | 56 | 21840 | 43.58 | 16996.2 | 60 | 23400 | 53 | 20670
22 | SPEC | 8" Water Main w/ Premium Backfill incl. Fittings | 180 | LF | 58 | 10440 | 53.6 | 9648 | 91 | 16380 | 66 | 11880 | 89.31 | 16075.8 | 121 | 21780 | 100.52 | 18093.6 | 76 | 13680 | 75 | 13500 | 53.28 | 9590.4 | 120 | 21600 | 59 | 10620
23 | SPEC | 6" Water Main w/Native Backfill incl. Fittings | 265 | LF | 29 | 7685 | 44.7 | 11845.5 | 46 | 12190 | 45 | 11925 | 55.36 | 14670.4 | 44 | 11660 | 45.32 | 12009.8 | 37 | 9805 | 40 | 10600 | 26.18 | 6937.7 | 46 | 12190 | 43 | 11395
24 | SPEC | 6" Water Main w/Premium Backfill incl. Fittings | 140 | LF | 45 | 6300 | 50.9 | 7126 | 63 | 8820 | 60 | 8400 | 89.9 | 12586 | 88 | 12320 | 71.64 | 10029.6 | 72 | 10080 | 68 | 9520 | 40.59 | 5682.6 | 60 | 8400 | 54 | 7560
25 | SPEC | 4" Water Main w/Native Backfill incl. Fittings | 150 | LF | 20 | 3000 | 43.3 | 6495 | 50 | 7500 | 40 | 6000 | 56.12 | 8418 | 40 | 6000 | 41.29 | 6193.5 | 32 | 4800 | 38 | 5700 | 31.1 | 4665 | 60 | 9000 | 40 | 6000
26 | SPEC | 4" Water Main w/Premium Backfill incl. Fittings | 56 | LF | 43 | 2408 | 46.6 | 2609.6 | 59 | 3304 | 60 | 3360 | 75.74 | 4241.44 | 86 | 4816 | 100.54 | 5630.24 | 69 | 3864 | 68 | 3808 | 38.93 | 2180.08 | 70 | 3920 | 55 | 3080
27 | SPEC | 3" Water Main w/Native Backfill incl. Fittings | 28 | LF | 19 | 532 | 43.2 | 1209.6 | 48 | 1344 | 40 | 1120 | 51.99 | 1455.72 | 40 | 1120 | 46.31 | 1296.68 | 23 | 644 | 35 | 980 | 28.21 | 789.88 | 65 | 1820 | 54 | 1512
28 | SPEC | 3" Water Main w/Premium Backfill incl. Fittings | 32 | LF | 25 | 800 | 45.8 | 1465.6 | 65 | 2080 | 55 | 1760 | 71.91 | 2301.12 | 80 | 2560 | 46.31 | 1481.92 | 51 | 1632 | 78 | 2496 | 43.75 | 1400 | 80 | 2560 | 49 | 1568
29 | SPEC | 2" Water Main w/Native Backfill incl. Fittings | 1680 | LF | 15 | 25200 | 37.6 | 63168 | 33 | 55440 | 40 | 67200 | 33.24 | 55843.2 | 18 | 30240 | 22.49 | 37783.2 | 33 | 55440 | 30 | 50400 | 17.26 | 28996.8 | 40 | 67200 | 27 | 45360
30 | SPEC | 2" Water Main w/Premium Backfill incl. Fittings | 1345 | LF | 23 | 30935 | 41.4 | 55683 | 50 | 67250 | 55 | 73975 | 52.87 | 71110.15 | 40 | 53800 | 38.55 | 51849.75 | 60 | 80700 | 56 | 75320 | 35.97 | 48379.65 | 65 | 87425 | 39 | 52455
31 | SPEC | 8" Gate Valve | 2 | EA | 1730 | 3460 | 1298 | 2596 | 1975 | 3950 | 2000 | 4000 | 2403.5 | 4807 | 2000 | 4000 | 2660.81 | 5321.62 | 2175 | 4350 | 2900 | 5800 | 2046 | 4092 | 3500 | 7000 | 2600 | 5200
32 | SPEC | 6" Gate Valve | 2 | EA | 1220 | 2440 | 1162 | 2324 | 1460 | 2920 | 1000 | 2000 | 1744.6 | 3489.2 | 1400 | 2800 | 2175.75 | 4351.5 | 1637 | 3274 | 2500 | 5000 | 1626.5 | 3253 | 2800 | 5600 | 1800 | 3600
33 | SPEC | 4" Gate Valve | 2 | EA | 1100 | 2200 | 876 | 1752 | 1240 | 2480 | 900 | 1800 | 1393.7 | 2787.4 | 1200 | 2400 | 1690.7 | 3381.4 | 1300 | 2600 | 2200 | 4400 | 1496.55 | 2993.1 | 2800 | 5600 | 1500 | 3000
34 | SPEC | 2" Gate Valve | 20 | EA | 920 | 18400 | 692 | 13840 | 930 | 18600 | 700 | 14000 | 957.77 | 19155.4 | 750 | 15000 | 1151.07 | 23021.4 | 800 | 16000 | 1200 | 24000 | 1324.05 | 26481 | 1600 | 32000 | 1200 | 24000
35 | SPEC | Air Relief Valve Assembly | 3 | EA | 875 | 2625 | 2797 | 8391 | 780 | 2340 | 1500 | 4500 | 1232.37 | 3697.11 | 950 | 2850 | 2326.39 | 6979.17 | 1100 | 3300 | 1800 | 5400 | 1733.63 | 5200.89 | 1600 | 4800 | 2500 | 7500
36 | SPEC | 2" Flush Hydrant incl. Curb Box | 5 | EA | 3900 | 19500 | 2244 | 11220 | 3720 | 18600 | 4000 | 20000 | 3770.14 | 18850.7 | 3200 | 16000 | 3172.02 | 15860.1 | 4100 | 20500 | 4200 | 21000 | 4742.37 | 23711.85 | 3200 | 16000 | 3300 | 16500
37 | SPEC | Fire Hydrant | 1 | EA | 4100 | 4100 | 4322 | 4322 | 3340 | 3340 | 4000 | 4000 | 4195.4 | 4195.4 | 5200 | 5200 | 5198.02 | 5198.02 | 5100 | 5100 | 5200 | 5200 | 4448.11 | 4448.11 | 4200 | 4200 | 4900 | 4900
38 | SPEC | RV Yard Hydrants | 72 | EA | 485 | 34920 | 886 | 63792 | 680 | 48960 | 1000 | 72000 | 717.37 | 51650.64 | 715 | 51480 | 781.21 | 56247.12 | 1100 | 79200 | 900 | 64800 | 1638.89 | 118000.08 | 920 | 66240 | 875 | 63000
39 | SPEC | Freezless Sanitary Yard Hydrant | 2 | EA | 1100 | 2200 | 982 | 1964 | 1380 | 2760 | 1750 | 3500 | 1452.55 | 2905.1 | 1750 | 3500 | 1569.43 | 3138.86 | 2200 | 4400 | 555 | 1110 | 2245 | 4490 | 1800 | 3600 | 2700 | 5400
40 | SPEC | 1" Water Laterals – Complete Incl. Trench Restore. | 3305 | LF | 29 | 95845 | 26.5 | 87582.5 | 28 | 92540 | 29 | 95845 | 30.76 | 101661.8 | 27 | 89235 | 16.75 | 55358.75 | 29 | 95845 | 65 | 214825 | 15.77 | 52119.85 | 30 | 99150 | 13 | 42965
41 | SPEC | Storm Drain (24") | 140 | LF | 71 | 9940 | 76.4 | 10696 | 67 | 9380 | 120 | 16800 | 97 | 13580 | 130 | 18200 | 68.47 | 9585.8 | 103 | 14420 | 90 | 12600 | 75.07 | 10509.8 | 110 | 15400 | 80 | 11200
42 | SPEC | Storm Drain (18") | 455 | LF | 51 | 23205 | 68.6 | 31213 | 65 | 29575 | 100 | 45500 | 88.06 | 40067.3 | 100 | 45500 | 51.93 | 23628.15 | 87 | 39585 | 87 | 39585 | 90.12 | 41004.6 | 43 | 19565 | 65 | 29575
43 | SPEC | Storm Drain (15") | 90 | LF | 38 | 3420 | 64.4 | 5796 | 40 | 3600 | 90 | 8100 | 91.63 | 8246.7 | 99 | 8910 | 63.87 | 5748.3 | 66 | 5940 | 70 | 6300 | 59.78 | 5380.2 | 43 | 3870 | 57 | 5130
44 | SPEC | Storm Drain (8") | 405 | LF | 28.5 | 11542.5 | 42.2 | 17091 | 35 | 14175 | 55 | 22275 | 29.22 | 11834.1 | 45 | 18225 | 33.75 | 13668.75 | 54 | 21870 | 48 | 19440 | 43.87 | 17767.35 | 44 | 17820 | 50 | 20250
45 | SPEC | Storm Drain (4") | 40 | LF | 36 | 1440 | 28.7 | 1148 | 28 | 1120 | 45 | 1800 | 18.1 | 724 | 27 | 1080 | 39.58 | 1583.2 | 50 | 2000 | 44 | 1760 | 16.94 | 677.6 | 40 | 1600 | 50 | 2000
46 | SPEC | Infiltration drain (8") | 915 | LF | 38 | 34770 | 19.9 | 18208.5 | 30 | 27450 | 75 | 68625 | 54.57 | 49931.55 | 25 | 22875 | 39.64 | 36270.6 | 40 | 36600 | 42 | 38430 | 45.2 | 41358 | 45 | 41175 | 60 | 54900
47 | SPEC | Foundation Drain (6") | 175 | LF | 26 | 4550 | 17.6 | 3080 | 32 | 5600 | 40 | 7000 | 20.84 | 3647 | 30 | 5250 | 51.69 | 9045.75 | 82 | 14350 | 24 | 4200 | 33.44 | 5852 | 32 | 5600 | 40 | 7000
48 | 611 | Catch Basin, 2-2B | 5 | EA | 1700 | 8500 | 1779 | 8895 | 1600 | 8000 | 1000 | 5000 | 2492.6 | 12463 | 1900 | 9500 | 1813.57 | 9067.85 | 2400 | 12000 | 1800 | 9000 | 1754.57 | 8772.85 | 2700 | 13500 | 1500 | 7500
49 | 611 | Catch Basin, 2-3 | 1 | EA | 1950 | 1950 | 1988 | 1988 | 2600 | 2600 | 2000 | 2000 | 2941.4 | 2941.4 | 3000 | 3000 | 1907.47 | 1907.47 | 3300 | 3300 | 2600 | 2600 | 1931.07 | 1931.07 | 3000 | 3000 | 2700 | 2700
50 | 602 | Concrete Masonry (Headwalls) | 1.12 | CY | 2300 | 2576 | 1766 | 1977.92 | 2400 | 2688 | 1000 | 1120 | 4323.29 | 4842.0848 | 2250 | 2520 | 5894.47 | 6601.8064 | 3400 | 3808 | 1900 | 2128 | 1398.21 | 1565.9952 | 2400 | 2688 | 3300 | 3696
51 | 601 | Rock Channel Protection ODOT, Type C with geotextile fabric | 4 | CY | 315 | 1260 | 159 | 636 | 155 | 620 | 125 | 500 | 409.75 | 1639 | 365 | 1460 | 185.24 | 740.96 | 135 | 540 | 170 | 680 | 538.37 | 2153.48 | 143 | 572 | 700 | 2800
52 | SPEC | Special Supplementary Specification: Gas Line - 2" | 130 | LF | 13 | 1690 | 32.4 | 4212 | 50 | 6500 | 200 | 26000 | 16.93 | 2200.9 | 20 | 2600 | 49.69 | 6459.7 | 38 | 4940 | 27 | 3510 | 19.58 | 2545.4 | 19 | 2470 | 30 | 3900
|  | DIVISION 2C - SITEWORK |  |  |  | 0 |  | 0 |  | 0 |  | 0 |  | 0 |  | 0 |  | 0 |  | 0 |  | 0 |  | 0 |  | 0 |  | 0
53 | 452 | 5” Concrete Pavement - Campsites | 9635 | SY | 37 | 356495 | 55.8 | 537633 | 41 | 395035 | 60 | 578100 | 42.9 | 413341.5 | 42 | 404670 | 34.73 | 334623.55 | 34 | 327590 | 45 | 433575 | 39.84 | 383858.4 | 39 | 375765 | 60 | 578100
54 | 452 | 8” Concrete Pavement – Dumpster Enclosure | 252 | SY | 143 | 36036 | 211 | 53172 | 124 | 31248 | 90 | 22680 | 66 | 16632 | 100 | 25200 | 47.13 | 11876.76 | 141 | 35532 | 138 | 34776 | 152.5 | 38430 | 53 | 13356 | 92 | 23184
55 | 304 | Aggregate Base - Dumpster Enclosure | 42 | CY | 97 | 4074 | 78 | 3276 | 81 | 3402 | 50 | 2100 | 237.19 | 9961.98 | 80 | 3360 | 74.82 | 3142.44 | 109 | 4578 | 80 | 3360 | 75.95 | 3189.9 | 84 | 3528 | 130 | 5460
56 | 304 | Aggregate Base - Campsites | 1071 | CY | 77 | 82467 | 78 | 83538 | 87 | 93177 | 50 | 53550 | 65.45 | 70096.95 | 80 | 85680 | 74.82 | 80132.22 | 85 | 91035 | 66 | 70686 | 75.95 | 81342.45 | 88 | 94248 | 74 | 79254
57 | 204 | Subgrade Compaction - Campsites/Dumpster Enclosures | 9885 | SY | 1.3 | 12850.5 | 3.8 | 37563 | 3.3 | 32620.5 | 1 | 9885 | 0.42 | 4151.7 | 0.75 | 7413.75 | 0.63 | 6227.55 | 1.5 | 14827.5 | 2.5 | 24712.5 | 3.9 | 38551.5 | 1 | 9885 | 2.4 | 23724
58 | 441 | Asphalt Concrete Surface Course, Type 1(448) - Roads & Parking | 277 | CY | 162 | 44874 | 180 | 49860 | 150 | 41550 | 150 | 41550 | 214.5 | 59416.5 | 230 | 63710 | 165.3 | 45788.1 | 150 | 41550 | 150 | 41550 | 197.8 | 54790.6 | 185 | 51245 | 190 | 52630
59 | 441 | Asphalt Concrete Intermediate Course, Type 2(448) (Asphalt Overlay) | 66 | CY | 205 | 13530 | 180 | 11880 | 190 | 12540 | 190 | 12540 | 204.6 | 13503.6 | 200 | 13200 | 209.49 | 13826.34 | 190 | 12540 | 190 | 12540 | 161.75 | 10675.5 | 220 | 14520 | 239 | 15774
60 | 407 | Tack Coat | 640 | GAL | 4.35 | 2784 | 5 | 3200 | 4 | 2560 | 4 | 2560 | 3.58 | 2291.2 | 3 | 1920 | 4.41 | 2822.4 | 4 | 2560 | 4 | 2560 | 3.45 | 2208 | 5 | 3200 | 5 | 3200
61 | 301 | Asphalt Concrete Base - Roads & Parking | 910 | CY | 138 | 125580 | 138.7 | 126217 | 180 | 163800 | 128 | 116480 | 172.7 | 157157 | 135 | 122850 | 141.13 | 128428.3 | 128 | 116480 | 123 | 111930 | 158.7 | 144417 | 155 | 141050 | 160 | 145600
62 | 304 | Aggregate Base - Roads & Parking | 1150 | CY | 72 | 82800 | 78 | 89700 | 60 | 69000 | 50 | 57500 | 52.82 | 60743 | 75 | 86250 | 61.92 | 71208 | 67 | 77050 | 66 | 75900 | 77.36 | 88964 | 85 | 97750 | 70 | 80500
63 | 204 | Subgrade Compaction – Roads & Parking | 1600 | SY | 2 | 3200 | 3.8 | 6080 | 2 | 3200 | 1 | 1600 | 0.87 | 1392 | 1 | 1600 | 1.68 | 2688 | 1.25 | 2000 | 2.5 | 4000 | 3.52 | 5632 | 1 | 1600 | 1.7 | 2720
64 | 205 | Chemically Stabilized Embankment: Lime Kiln Dust | 150 | TON | 240 | 36000 | 242 | 36300 | 220 | 33000 | 205 | 30750 | 270.6 | 40590 | 175 | 26250 | 226.03 | 33904.5 | 205 | 30750 | 175 | 26250 | 270.87 | 40630.5 | 360 | 54000 | 170 | 25500
65 | 441 | Asphalt Concrete Surface Course, Type 1(448) - Sidewalks/Paths | 41 | CY | 324 | 13284 | 260 | 10660 | 300 | 12300 | 300 | 12300 | 214.5 | 8794.5 | 320 | 13120 | 413.46 | 16951.86 | 300 | 12300 | 300 | 12300 | 575 | 23575 | 360 | 14760 | 370 | 15170
66 | 304 | Aggregate Base - Sidewalks/Paths | 110 | CY | 100 | 11000 | 78 | 8580 | 78 | 8580 | 50 | 5500 | 111.36 | 12249.6 | 80 | 8800 | 110.26 | 12128.6 | 73 | 8030 | 84 | 9240 | 130 | 14300 | 80 | 8800 | 84 | 9240
67 | 204 | Subgrade Compaction - Sidewalks/Paths | 580 | SY | 1.5 | 870 | 3.8 | 2204 | 4 | 2320 | 1 | 580 | 2.39 | 1386.2 | 0.75 | 435 | 0.81 | 469.8 | 5 | 2900 | 4.5 | 2610 | 5.4 | 3132 | 1 | 580 | 1.75 | 1015
68 | 206 | 12" Cement Stabilized Subgrade | 4319 | SY | 4 | 17276 | 14.75 | 63705.25 | 4.75 | 20515.25 | 5 | 21595 | 9.39 | 40555.41 | 6 | 25914 | 6.12 | 26432.28 | 7 | 30233 | 8 | 34552 | 5.55 | 23970.45 | 11 | 47509 | 3.5 | 15116.5
69 | 206 | Cement | 190 | TON | 178 | 33820 | 134 | 25460 | 160 | 30400 | 174 | 33060 | 151.8 | 28842 | 150 | 28500 | 191.85 | 36451.5 | 174 | 33060 | 138 | 26220 | 178.94 | 33998.6 | 170 | 32300 | 201 | 38190
70 | 206 | Curing Coat | 4319 | SY | 0.4 | 1727.6 | 12 | 51828 | 2 | 8638 | 1.75 | 7558.25 | 0.55 | 2375.45 | 0.75 | 3239.25 | 3.83 | 16541.77 | 0.5 | 2159.5 | 0.5 | 2159.5 | 0.75 | 3239.25 | 1 | 4319 | 2 | 8638
71 | 206 | Mixture Design for Chemically Stabilized Soils | 1 | LS | 3240 | 3240 | 5982 | 5982 | 4800 | 4800 | 8655 | 8655 | 7480 | 7480 | 7500 | 7500 | 9542 | 9542 | 8655 | 8655 | 6800 | 6800 | 5000 | 5000 | 8400 | 8400 | 3800 | 3800
72 | 608 | 4" Concrete Walk | 3565 | SF | 4.35 | 15507.75 | 18 | 64170 | 4.25 | 15151.25 | 5 | 17825 | 4.95 | 17646.75 | 7 | 24955 | 4.4 | 15686 | 6 | 21390 | 8 | 28520 | 6.23 | 22209.95 | 5 | 17825 | 8 | 28520
73 | 304 | Aggregate Base - Concrete Walk | 43 | CY | 100 | 4300 | 78 | 3354 | 93 | 3999 | 50 | 2150 | 72.04 | 3097.72 | 72 | 3096 | 111.36 | 4788.48 | 98 | 4214 | 84 | 3612 | 69.62 | 2993.66 | 125 | 5375 | 106 | 4558
74 | 204 | Subgrade Compaction - Concrete Walk | 387 | SY | 1.5 | 580.5 | 3.8 | 1470.6 | 4 | 1548 | 1 | 387 | 0.9 | 348.3 | 1 | 387 | 1.5 | 580.5 | 5 | 1935 | 4.5 | 1741.5 | 7.12 | 2755.44 | 1 | 387 | 2 | 774
75 | 204 | Proof Rolling | 4 | HR | 126 | 504 | 152 | 608 | 250 | 1000 | 100 | 400 | 178.2 | 712.8 | 100 | 400 | 218.2 | 872.8 | 240 | 960 | 400 | 1600 | 85 | 340 | 140 | 560 | 150 | 600
76 | 253 | Pavement Repair (Trench Restoration) | 51 | SY | 30 | 1530 | 66.4 | 3386.4 | 53 | 2703 | 53 | 2703 | 82.5 | 4207.5 | 150 | 7650 | 100.35 | 5117.85 | 53 | 2703 | 53 | 2703 | 67.85 | 3460.35 | 65 | 3315 | 68 | 3468
77 | SPEC | Cluster Dock Abutments - Complete | 2 | EA | 6600 | 13200 | 3962 | 7924 | 4500 | 9000 | 4000 | 8000 | 4093.1 | 8186.2 | 3800 | 7600 | 4378.67 | 8757.34 | 3450 | 6900 | 4600 | 9200 | 3750 | 7500 | 11500 | 23000 | 3200 | 6400
78 | SPEC | Trash Enclosure - Complete in Place | 3 | EA | 16000 | 48000 | 10824 | 32472 | 12400 | 37200 | 14750 | 44250 | 12890.9 | 38672.7 | 13000 | 39000 | 24807.72 | 74423.16 | 12000 | 36000 | 18300 | 54900 | 12226.67 | 36680.01 | 15200 | 45600 | 27500 | 82500
79 | SPEC | Concrete Parking Block | 172 | EA | 175 | 30100 | 196 | 33712 | 150 | 25800 | 195 | 33540 | 132.79 | 22839.88 | 125 | 21500 | 215 | 36980 | 150 | 25800 | 95 | 16340 | 110 | 18920 | 175 | 30100 | 74 | 12728
80 | 642 | Stop Bar | 145 | FT | 2.7 | 391.5 | 9 | 1305 | 5.5 | 797.5 | 3.75 | 543.75 | 3.17 | 459.65 | 20 | 2900 | 413 | 59885 | 3.75 | 543.75 | 2.75 | 398.75 | 29.24 | 4239.8 | 6 | 870 | 3.25 | 471.25
81 | 642 | Painted Stripe - 4" | 1035 | FT | 0.55 | 569.25 | 3.6 | 3726 | 1 | 1035 | 0.55 | 569.25 | 0.72 | 745.2 | 1.5 | 1552.5 | 0.6 | 621 | 0.75 | 776.25 | 2 | 2070 | 0.58 | 600.3 | 3 | 3105 | 0.7 | 724.5
82 | 642 | Crosswalk Marking | 2210 | SF | 1.6 | 3536 | 3.6 | 7956 | 1.35 | 2983.5 | 0.55 | 1215.5 | 2.12 | 4685.2 | 2 | 4420 | 0.61 | 1348.1 | 1.65 | 3646.5 | 1.4 | 3094 | 1.75 | 3867.5 | 3 | 6630 | 200 | 442000
83 | 642 | Handicap Symbol Marking | 2 | EA | 54 | 108 | 200 | 400 | 250 | 500 | 55 | 110 | 63.25 | 126.5 | 250 | 500 | 60.64 | 121.28 | 95 | 190 | 200 | 400 | 234 | 468 | 120 | 240 | 61 | 122
84 | 642 | Parking Lot Striping (Accessible Parking) | 176 | SF | 1.6 | 281.6 | 8 | 1408 | 5 | 880 | 0.55 | 96.8 | 1.9 | 334.4 | 5 | 880 | 0.61 | 107.36 | 1 | 176 | 3 | 528 | 1.75 | 308 | 3 | 528 | 2 | 352
85 | 642 | Parking Lot Striping (Parking Stall) | 396 | FT | 0.55 | 217.8 | 4 | 1584 | 2 | 792 | 0.55 | 217.8 | 0.72 | 285.12 | 2 | 792 | 0.61 | 241.56 | 1 | 396 | 1 | 396 | 0.58 | 229.68 | 3 | 1188 | 0.7 | 277.2
86 | 642 | Bicycle Lane Symbol Marking | 9 | EA | 54 | 486 | 188 | 1692 | 125 | 1125 | 95 | 855 | 63.25 | 569.25 | 150 | 1350 | 104.74 | 942.66 | 210 | 1890 | 150 | 1350 | 58.5 | 526.5 | 125 | 1125 | 62 | 558
87 | 630 | Sign, Flat Sheet | 24 | SF | 22 | 528 | 26 | 624 | 15 | 360 | 20 | 480 | 91.33 | 2191.92 | 20 | 480 | 30.87 | 740.88 | 20 | 480 | 20 | 480 | 84.45 | 2026.8 | 25 | 600 | 95 | 2280
88 | 630 | Ground Mounted Support | 96 | FT | 13.5 | 1296 | 14.6 | 1401.6 | 8 | 768 | 12.5 | 1200 | 9.03 | 866.88 | 10 | 960 | 22.65 | 2174.4 | 12.5 | 1200 | 12.5 | 1200 | 21.11 | 2026.56 | 15 | 1440 | 33 | 3168
89 | SPEC | Handicap Parking Sign with Post and Base - Complete | 2 | EA | 865 | 1730 | 228 | 456 | 280 | 560 | 475 | 950 | 1012 | 2024 | 500 | 1000 | 468.59 | 937.18 | 250 | 500 | 450 | 900 | 460.76 | 921.52 | 450 | 900 | 1500 | 3000
90 | SPEC | Wood Guard Rail | 300 | FT | 38 | 11400 | 43 | 12900 | 37.5 | 11250 | 36.67 | 11001 | 47.52 | 14256 | 40 | 12000 | 55.03 | 16509 | 35 | 10500 | 27.16 | 8148 | 33.58 | 10074 | 43 | 12900 | 63 | 18900
91 | SPEC | Collapsible Bollard | 6 | EA | 2100 | 12600 | 323 | 1938 | 1025 | 6150 | 600 | 3600 | 855.07 | 5130.42 | 1100 | 6600 | 1598.72 | 9592.32 | 1000 | 6000 | 936 | 5616 | 1312.5 | 7875 | 830 | 4980 | 1300 | 7800
92 | SPEC | Steel Bollards at transformers and dumpsters | 34 | EA | 475 | 16150 | 879 | 29886 | 475 | 16150 | 250 | 8500 | 701.55 | 23852.7 | 500 | 17000 | 606.41 | 20617.94 | 815 | 27710 | 450 | 15300 | 470 | 15980 | 470 | 15980 | 650 | 22100
93 | 607 | Construction Fence | 3540 | FT | 2.5 | 8850 | 4.8 | 16992 | 3 | 10620 | 4 | 14160 | 5.63 | 19930.2 | 2.5 | 8850 | 7.39 | 26160.6 | 4.5 | 15930 | 4 | 14160 | 3.15 | 11151 | 4 | 14160 | 2.9 | 10266
94 | 832 | Inlet Protection | 9 | EA | 120 | 1080 | 179 | 1611 | 165 | 1485 | 100 | 900 | 438.9 | 3950.1 | 150 | 1350 | 121.59 | 1094.31 | 250 | 2250 | 1500 | 13500 | 250 | 2250 | 260 | 2340 | 120 | 1080
95 | 832 | Silt Fence | 2460 | FT | 3 | 7380 | 4.2 | 10332 | 2.5 | 6150 | 1 | 2460 | 2.87 | 7060.2 | 2 | 4920 | 3.19 | 7847.4 | 3 | 7380 | 2.5 | 6150 | 3.15 | 7749 | 5 | 12300 | 2.25 | 5535
96 | 832 | Stabilized Construction Entrance | 2 | EA | 3700 | 7400 | 2127 | 4254 | 2300 | 4600 | 5000 | 10000 | 5249.2 | 10498.4 | 3000 | 6000 | 3308.22 | 6616.44 | 4300 | 8600 | 4400 | 8800 | 3500 | 7000 | 2400 | 4800 | 3500 | 7000
97 | 671 | Erosion Control Blanket (Slope/Swale Stabilization) | 3100 | SY | 2 | 6200 | 3.4 | 10540 | 1.85 | 5735 | 2 | 6200 | 2.21 | 6851 | 4 | 12400 | 2.21 | 6851 | 2 | 6200 | 2 | 6200 | 22.23 | 68913 | 3 | 9300 | 2.25 | 6975
98 | 832 | Check Dam & Standpipe for sedimentation basin | 5 | EA | 750 | 3750 | 224 | 1120 | 1500 | 7500 | 700 | 3500 | 1012.88 | 5064.4 | 900 | 4500 | 2858.2 | 14291 | 400 | 2000 | 900 | 4500 | 350 | 1750 | 640 | 3200 | 350 | 1750
99 | 623 | Survey Control Monument | 1 | EA | 850 | 850 | 979 | 979 | 585 | 585 | 1000 | 1000 | 822.8 | 822.8 | 800 | 800 | 3858.93 | 3858.93 | 750 | 750 | 650 | 650 | 989.5 | 989.5 | 1300 | 1300 | 2100 | 2100
|  | DIVISION 2D - LANDSCAPE |  |  |  | 0 |  | 0 |  | 0 |  | 0 |  | 0 |  | 0 |  | 0 |  | 0 |  | 0 |  | 0 |  | 0 |  | 0
100 | 661 | Canopy Trees (2.5" caliper) | 230 | EA | 457 | 105110 | 340 | 78200 | 425 | 97750 | 497 | 114310 | 546.7 | 125741 | 450 | 103500 | 771.8 | 177514 | 700 | 161000 | 700 | 161000 | 450.45 | 103603.5 | 620 | 142600 | 450 | 103500
101 | 661 | Evergreen Trees (6' height) | 46 | EA | 347 | 15962 | 430 | 19780 | 325 | 14950 | 341 | 15686 | 375.1 | 17254.6 | 350 | 16100 | 551.28 | 25358.88 | 500 | 23000 | 500 | 23000 | 315.9 | 14531.4 | 420 | 19320 | 350 | 16100
102 | 661 | Ornamental Trees (1.5" caliper) | 96 | EA | 374 | 35904 | 229 | 21984 | 350 | 33600 | 352 | 33792 | 387.2 | 37171.2 | 370 | 35520 | 551.28 | 52922.88 | 500 | 48000 | 500 | 48000 | 298.35 | 28641.6 | 430 | 41280 | 350 | 33600
103 | 661 | Shrubs (#3 container) | 709 | EA | 60 | 42540 | 40 | 28360 | 60 | 42540 | 46 | 32614 | 50.6 | 35875.4 | 60 | 42540 | 99.23 | 70354.07 | 90 | 63810 | 90 | 63810 | 134.67 | 95481.03 | 56 | 39704 | 125 | 88625
104 | SPEC | Seeding and Mulching - MWCD Native Grass Seed Mix | 3650 | SY | 1.85 | 6752.5 | 3.2 | 11680 | 1.7 | 6205 | 1.2 | 4380 | 1.32 | 4818 | 2 | 7300 | 1.32 | 4818 | 1.2 | 4380 | 1.2 | 4380 | 1.35 | 4927.5 | 2 | 7300 | 4 | 14600
105 | SPEC | RV Campsite Mulch - Washed River Rock Cobbles with Pre-Emergent Herbicide and Fabric | 3000 | SY | 13.25 | 39750 | 27.2 | 81600 | 12.3 | 36900 | 15.3 | 45900 | 16.83 | 50490 | 13 | 39000 | 15.44 | 46320 | 14 | 42000 | 14 | 42000 | 24.28 | 72840 | 18 | 54000 | 10 | 30000
106 | SPEC | Seeding and Mulching - MWCD Fescue Plus Mixture (Turf Areas) | 33500 | SY | 1.5 | 50250 | 1.2 | 40200 | 1.4 | 46900 | 1 | 33500 | 1.1 | 36850 | 1.25 | 41875 | 1.32 | 44220 | 1.2 | 40200 | 1.2 | 40200 | 1.23 | 41205 | 1.5 | 50250 | 2.5 | 83750
107 | 659 | Commercial Fertilizer | 1.5 | TON | 1400 | 2100 | 659 | 988.5 | 1260 | 1890 | 600 | 900 | 1375 | 2062.5 | 1500 | 2250 | 573.33 | 859.995 | 520 | 780 | 520 | 780 | 585 | 877.5 | 1500 | 2250 | 950 | 1425
108 | 659 | Water | 100 | MGAL | 43 | 4300 | 3 | 300 | 40 | 4000 | 50 | 5000 | 38.5 | 3850 | 40 | 4000 | 44.1 | 4410 | 40 | 4000 | 40 | 4000 | 76.05 | 7605 | 43 | 4300 | 50 | 5000
109 | 651 | Topsoil Stockpiled | 1 | LS | 37541 | 37541 | 14224 | 14224 | 18000 | 18000 | 27000 | 27000 | 44805.2 | 44805.2 | 25000 | 25000 | 7.07 | 7.07 | 75000 | 75000 | 57000 | 57000 | 66700 | 66700 | 64000 | 64000 | 25000 | 25000
110 | 652 | Placing Stockpiled Topsoil | 1 | LS | 86592 | 86592 | 17668 | 17668 | 24000 | 24000 | 27000 | 27000 | 96712 | 96712 | 10000 | 10000 | 89243.35 | 89243.35 | 45000 | 45000 | 59000 | 59000 | 173384 | 173384 | 72000 | 72000 | 50000 | 50000
111 | 609 | 6” ODOT Type 2A Curb (at playgrounds) | 135 | LF | 30 | 4050 | 52.6 | 7101 | 14.75 | 1991.25 | 10 | 1350 | 51.7 | 6979.5 | 30 | 4050 | 26.46 | 3572.1 | 33 | 4455 | 17 | 2295 | 55 | 7425 | 95 | 12825 | 120 | 16200
|  | DIVISION 16 - ELECTRICAL |  |  |  | 0 |  | 0 |  | 0 |  | 0 |  | 0 |  | 0 |  | 0 |  | 0 |  | 0 |  | 0 |  | 0 |  | 0
|  | ELECTRICAL SERVICE - SITE |  |  |  | 0 |  | 0 |  | 0 |  | 0 |  | 0 |  | 0 |  | 0 |  | 0 |  | 0 |  | 0 |  | 0 |  | 0
112 | SPEC | 600 Amp, Nema 3R, 120/240V, 1Ph, 3W, Dist. Panel with Breakers (4) 250 Cb Avg. | 7 | EA | 9700 | 67900 | 11242 | 78694 | 8990 | 62930 | 7765 | 54355 | 9889 | 69223 | 12000 | 84000 | 11962.81 | 83739.67 | 8831 | 61817 | 8990 | 62930 | 12477.5 | 87342.5 | 13000 | 91000 | 12500 | 87500
113 | SPEC | Panel Mounting Concrete Pad | 6 | EA | 1650 | 9900 | 2323 | 13938 | 1526 | 9156 | 1800 | 10800 | 1678.6 | 10071.6 | 2625 | 15750 | 2756.41 | 16538.46 | 1714 | 10284 | 1526 | 9156 | 2875 | 17250 | 3000 | 18000 | 2300 | 13800
114 | SPEC | Installation of High Voltage Transformer Concrete Box Pad (Furnished by AEP) | 4 | EA | 1410 | 5640 | 607 | 2428 | 1305 | 5220 | 400 | 1600 | 1435.5 | 5742 | 2100 | 8400 | 2305.13 | 9220.52 | 501 | 2004 | 1305 | 5220 | 2300 | 9200 | 2400 | 9600 | 1200 | 4800
115 | SPEC | CT Cabinet (48" x 48" x 12") | 4 | EA | 1700 | 6800 | 2344 | 9376 | 1587 | 6348 | 1070 | 4280 | 1745.7 | 6982.8 | 1900 | 7600 | 1984.62 | 7938.48 | 1785 | 7140 | 1587 | 6348 | 2070 | 8280 | 2200 | 8800 | 1500 | 6000
116 | SPEC | Utility Conduits For High Voltage Feed, (2) 4" Conduits including Trench | 2140 | LF | 20 | 42800 | 37.6 | 80464 | 19 | 40660 | 31 | 66340 | 20.15 | 43121 | 14 | 29960 | 14.33 | 30666.2 | 33.32 | 71304.8 | 18.31 | 39183.4 | 14.95 | 31993 | 16 | 34240 | 32 | 68480
117 | SPEC | Utility Conduits For High Voltage Feed, (2) 3" Conduits including Trench | 870 | LF | 24 | 20880 | 33.6 | 29232 | 23 | 20010 | 27.81 | 24194.7 | 24.61 | 21410.7 | 13 | 11310 | 13.23 | 11510.1 | 30.11 | 26195.7 | 22.37 | 19461.9 | 13.8 | 12006 | 15 | 13050 | 30 | 26100
118 | SPEC | 600 Amp Underground Panel Feed (2) Sets Of (4) #350Kcmil, #2G, In 4" Conduit with Trench | 75 | LF | 77 | 5775 | 298 | 22350 | 72 | 5400 | 138 | 10350 | 78.84 | 5913 | 75 | 5625 | 27.18 | 2038.5 | 255.53 | 19164.75 | 71.66 | 5374.5 | 80.5 | 6037.5 | 85 | 6375 | 103 | 7725
119 | SPEC | Pedestal Connections | 75 | LF | 443 | 33225 | 211 | 15825 | 410 | 30750 | 131 | 9825 | 225.5 | 16912.5 | 185 | 13875 | 192.97 | 14472.75 | 158.25 | 11868.75 | 410 | 30750 | 201.25 | 15093.75 | 220 | 16500 | 305 | 22875
120 | SPEC | Campsite Feed (3) #250, #2G, In 2-1/2"C with Trench | 5000 | LF | 29 | 145000 | 31 | 155000 | 27 | 135000 | 34.82 | 174100 | 29.18 | 145900 | 33 | 165000 | 34.18 | 170900 | 28.3 | 141500 | 26.52 | 132600 | 35.65 | 178250 | 37 | 185000 | 100 | 500000
121 | SPEC | SL1 Site Lighting Luminaire, Pole And Base | 5 | EA | 8375 | 41875 | 10872 | 54360 | 7800 | 39000 | 10000 | 50000 | 8532.7 | 42663.5 | 12500 | 62500 | 13230.78 | 66153.9 | 10209 | 51045 | 7757 | 38785 | 13800 | 69000 | 14500 | 72500 | 15000 | 75000
122 | SPEC | Branch Circuits (3) #8, #10G, In 1-1/2" Conduit with Trench | 1200 | LF | 14 | 16800 | 19.75 | 23700 | 13 | 15600 | 10.9 | 13080 | 14.17 | 17004 | 16 | 19200 | 16.54 | 19848 | 17 | 20400 | 12.88 | 15456 | 17.25 | 20700 | 18 | 21600 | 23 | 27600
123 | SPEC | Handhole | 3 | EA | 1500 | 4500 | 774 | 2322 | 1385 | 4155 | 1200 | 3600 | 1520.2 | 4560.6 | 1155 | 3465 | 1212.82 | 3638.46 | 579 | 1737 | 1382 | 4146 | 1265 | 3795 | 1300 | 3900 | 2200 | 6600
124 | SPEC | Underground Telephone (2) 3" Conduits with Trench | 4 | LF | 13.25 | 53 | 39 | 156 | 12.5 | 50 | 27.4 | 109.6 | 27.5 | 110 | 16 | 64 | 16.54 | 66.16 | 29.31 | 117.24 | 12.26 | 49.04 | 17.25 | 69 | 18 | 72 | 30 | 120
125 | SPEC | Underground Telephone To Building (2) 2" Conduits with Trench | 150 | LF | 22 | 3300 | 62 | 9300 | 20.5 | 3075 | 17.2 | 2580 | 22.48 | 3372 | 15 | 2250 | 15.44 | 2316 | 26.49 | 3973.5 | 20.43 | 3064.5 | 16.1 | 2415 | 18 | 2700 | 28 | 4200
126 | SPEC | CT Cabinet (36" x 36" x 12") | 1 | EA | 1065 | 1065 | 1879 | 1879 | 985 | 985 | 1500 | 1500 | 1083.5 | 1083.5 | 1700 | 1700 | 1764.1 | 1764.1 | 1485 | 1485 | 985 | 985 | 1840 | 1840 | 2000 | 2000 | 2800 | 2800
127 | SPEC | 600 Amp, Nema 3R, 240V, 3Ph, Heavy Duty, Disconnect | 3 | EA | 2410 | 7230 | 444 | 1332 | 2250 | 6750 | 1750 | 5250 | 2456.3 | 7368.9 | 5750 | 17250 | 5953.85 | 17861.55 | 1857 | 5571 | 2233 | 6699 | 6210 | 18630 | 6500 | 19500 | 8200 | 24600
128 | SPEC | 600 Amp Underground Panel Feed (4) Sets Of (4) #350Kcmil, #2G, In 4" Conduit with Trench | 675 | LF | 143 | 96525 | 112 | 75600 | 110 | 74250 | 121 | 81675 | 115.81 | 78171.75 | 150 | 101250 | 154.36 | 104193 | 97.99 | 66143.25 | 105.28 | 71064 | 161 | 108675 | 170 | 114750 | 192 | 129600
|  | BUILDINGS |  |  |  | 0 |  | 0 |  | 0 |  | 0 |  | 0 |  | 0 |  | 0 |  | 0 |  | 0 |  | 0 |  | 0 |  | 0
129 |  | Restroom Building Structure and Finishes | 1 | LS | 846000 | 846000 | 132416 | 132416 | 687000 | 687000 | 500000 | 500000 | 880064.9 | 880064.9 | 805000 | 805000 | 578846.76 | 578846.76 | 861500 | 861500 | 728000 | 728000 | 945984.6 | 945984.6 | 1050000 | 1050000 | 1220000 | 1220000
130 |  | Restroom Building Electrical and Communications | 1 | LS | 85000 | 85000 | 92431 | 92431 | 95900 | 95900 | 60000 | 60000 | 86603 | 86603 | 40000 | 40000 | 44102.61 | 44102.61 | 43200 | 43200 | 75000 | 75000 | 47520 | 47520 | 53000 | 53000 | 75000 | 75000
131 |  | Restroom Building Plumbing | 1 | LS | 165000 | 165000 | 129879 | 129879 | 204000 | 204000 | 160000 | 160000 | 164109 | 164109 | 190000 | 190000 | 167799.41 | 167799.41 | 180000 | 180000 | 150000 | 150000 | 198322.3 | 198322.3 | 220000 | 220000 | 305000 | 305000
132 |  | Restroom Building HVAC | 1 | LS | 75000 | 75000 | 21977 | 21977 | 83200 | 83200 | 70000 | 70000 | 76362 | 76362 | 60000 | 60000 | 76540.08 | 76540.08 | 55000 | 55000 | 69000 | 69000 | 60151.3 | 60151.3 | 65000 | 65000 | 104000 | 104000
133 |  | Manual Transfer Switch/Generator Inlet Panel | 1 | EA | 8100 | 8100 | 8799 | 8799 | 7500 | 7500 | 7000 | 7000 | 8250 | 8250 | 20000 | 20000 | 28102.13 | 28102.13 | 7099 | 7099 | 7500 | 7500 | 23667.6 | 23667.6 | 26000 | 26000 | 7700 | 7700
134 |  | Shelter Structure Complete Including Foundations and Electrical | 1 | LS | 110000 | 110000 | 54322 | 54322 | 95000 | 95000 | 68000 | 68000 | 70214.1 | 70214.1 | 125000 | 125000 | 59538.52 | 59538.52 | 96000 | 96000 | 115000 | 115000 | 104134.8 | 104134.8 | 120000 | 120000 | 172000 | 172000
135 |  | Existing Cabin Exterior Renovation | 1 | EA | 37000 | 37000 | 4768 | 4768 | 10000 | 10000 | 51000 | 51000 | 24923.8 | 24923.8 | 51000 | 51000 | 60641.09 | 60641.09 | 48500 | 48500 | 20800 | 20800 | 53207 | 53207 | 60000 | 60000 | 95000 | 95000
|  | SHORE LINE STABILIZATION |  |  |  | 0 |  | 0 |  | 0 |  | 0 |  | 0 |  | 0 |  | 0 |  | 0 |  | 0 |  | 0 |  | 0 |  | 0
136 | 203 | Shoreline Excavation | 1 | LS | 2660 | 2660 | 89876 | 89876 | 14500 | 14500 | 5000 | 5000 | 16320.7 | 16320.7 | 40000 | 40000 | 25147.42 | 25147.42 | 25000 | 25000 | 12000 | 12000 | 16500 | 16500 | 5000 | 5000 | 65000 | 65000
137 | 203 | Shoreline Embankment | 1 | LS | 208 | 208 | 21210 | 21210 | 6000 | 6000 | 1000 | 1000 | 8289.6 | 8289.6 | 10000 | 10000 | 24974.97 | 24974.97 | 275 | 275 | 1600 | 1600 | 522.5 | 522.5 | 200 | 200 | 6500 | 6500
138 | SPEC | Geosynthetic Clay Liner | 1110 | SY | 22 | 24420 | 24.8 | 27528 | 35 | 38850 | 30 | 33300 | 23.87 | 26495.7 | 20 | 22200 | 27.05 | 30025.5 | 24 | 26640 | 15 | 16650 | 10.81 | 11999.1 | 16 | 17760 | 42 | 46620
139 | 601 | Rock Riprap, Type D | 427 | CY | 67 | 28609 | 132.8 | 56705.6 | 113 | 48251 | 100 | 42700 | 132.14 | 56423.78 | 95 | 40565 | 94.54 | 40368.58 | 85 | 36295 | 95 | 40565 | 83.7 | 35739.9 | 110 | 46970 | 150 | 64050
|  | MISCELLANEOUS |  |  |  | 0 |  | 0 |  | 0 |  | 0 |  | 0 |  | 0 |  | 0 |  | 0 |  | 0 |  | 0 |  | 0 |  | 0
140 | 623 | Construction Layout Stakes and Surveying | 1 | LS | 30000 | 30000 | 69772 | 69772 | 49000 | 49000 | 99000 | 99000 | 17666 | 17666 | 35000 | 35000 | 18743.61 | 18743.61 | 35000 | 35000 | 65000 | 65000 | 28750 | 28750 | 38000 | 38000 | 57700 | 57700
141 | 624 | Mobilization | 1 | LS | 63000 | 63000 | 128242 | 128242 | 71000 | 71000 | 49700 | 49700 | 25357.2 | 25357.2 | 25000 | 25000 | 0 | 0 | 100000 | 100000 | 200000 | 200000 | 100000 | 100000 | 20000 | 20000 | 58000 | 58000
142 |  | Premium for Contract Performance Bond and For Payment | 1 | LS | 42000 | 42000 | 78779 | 78779 | 34000 | 34000 | 94500 | 94500 | 35750 | 35750 | 67000 | 67000 | 82459.49 | 82459.49 | 32500 | 32500 | 63000 | 63000 | 36225 | 36225 | 4300 | 4300 | 61500 | 61500
143 | SPEC | Installation of owner provided camp site utility pedestals including foundation | 72 | EA | 36 | 2592 | 904 | 65088 | 300 | 21600 | 520 | 37440 | 579.7 | 41738.4 | 1050 | 75600 | 1593.72 | 114747.84 | 775 | 55800 | 33.3 | 2397.6 | 1150 | 82800 | 1300 | 93600 | 2500 | 180000
144 |  | Electrical Utility Service Allowance* | 1 | LS | 30000 | 30000 | 30000 | 30000 | 30000 | 30000 | 30000 | 30000 | 30000 | 30000 | 30000 | 30000 | 30000 | 30000 | 30000 | 30000 | 30000 | 30000 | 30000 | 30000 | 30000 | 30000 | 30000 | 30000
145 |  | Owner’s Contingency Allowance* | 1 | LS | 35000 | 35000 | 35000 | 35000 | 35000 | 35000 | 35000 | 35000 | 35000 | 35000 | 35000 | 35000 | 35000 | 35000 | 35000 | 35000 | 35000 | 35000 | 35000 | 35000 | 35000 | 35000 | 35000 | 35000
|  |  | TOTAL BID (Total of all Extended Values) |  |  | 4487686 |  | 4659220.17 |  | 4663065.25 |  | 4828603.65 |  | 4980352.5448 |  | 4993389.5 |  | 4983809.2214 |  | 5350557.49 |  | 5387930.19 |  | 5405050.7352 |  | 5460799 |  | 7195513.45
|  |  | Total amount listed on bid form |  |  | 4487686 |  | 4659230.17 |  | 4663065.25 |  | 4828603.7 |  | 4980089.26 |  | 4993389.5 |  | 5205417.06 |  | 5350557.49 |  | 5387930.19 |  | 5401266.64 |  | 5460799 |  | 6757699.45
|  |  | Difference |  |  | 0 |  | -10 | 0 | 0 | 0 | -0.05 | 0 | 263.2848 | 0 | 0 | 0 | -221607.8386 | 0 | 0 | 0 | 0 | 0 | 3784.0952 | 0 | 0 | 0 | 437814
Alternate #1
| Item | Description | Unit | Estimated | Bid Unit | Bid Price | Bid Unit | Bid Price | Bid Unit | Bid Price | Bid Unit | Bid Price | Bid Unit | Bid Price | Bid Unit | Bid Price | Bid Unit | Bid Price | Bid Unit | Bid Price | Bid Unit | Bid Price | Bid Unit | Bid Price | Bid Unit | Bid Price | Bid Unit | Bid Price
| No. |  |  | Quantity | Price |  | Price |  | Price |  | Price |  | Price |  | Price |  | Price |  | Price |  | Price |  | Price |  | Price |  | Price
| Alt. # 1a | Utility conduits for high voltage feed, (2) 3” conduits, including trench and restoration | LF | 966 | 22 | 21252 | 38.75 | 37432.5 | 21 | 20286 | 18.54 | 17909.64 | 22.3 | 21541.8 | 20 | 19320 | 18 | 17388 | 30.36 | 29327.76 | 23 | 22218 | 19.55 | 18885.3 | 21 | 20286 | 39 | 37674
| Alt. # 1b | Utility conduits for high voltage feed, (2) 4” conduits, including trench and restoration | LF | 1699 | 24 | 40776 | 35.6 | 60484.4 | 23 | 39077 | 22.48 | 38193.52 | 24.9 | 42305.1 | 25 | 42475 | 20 | 33980 | 30.93 | 52550.07 | 39 | 66261 | 21.85 | 37123.15 | 23 | 39077 | 45 | 76455
| Alt. # 1c | Box pad for AEP transformer or pull box – installation only | EA | 4 | 500 | 2000 | 423 | 1692 | 470 | 1880 | 520 | 2080 | 514 | 2056 | 2500 | 10000 | 2150 | 8600 | 372 | 1488 | 490 | 1960 | 2300 | 9200 | 2500 | 10000 | 200 | 800
| Alt. #1d | Ground sleeve for AEP junction cabinet – installation only | EA | 4 | 335 | 1340 | 648 | 2592 | 310 | 1240 | 520 | 2080 | 341 | 1364 | 225 | 900 | 210 | 840 | 570 | 2280 | 325 | 1300 | 230 | 920 | 250 | 1000 | 200 | 800
|  | Total of All Unit Price Bid Items for Alternative # 1 |  |  |  | 65368 |  | 102200.9 |  | 62483 |  | 60263.16 |  | 67266.9 |  | 72695 |  | 60808 |  | 85645.83 |  | 91739 |  | 66128.45 |  | 70363 |  | 115729
|  | Total Bid with Base Bid and Alternate #1 |  |  |  | 4553054 |  | 4761421.07 |  | 4725548.25 |  | 4888866.81 |  | 5047619.4448 |  | 5066084.5 |  | 5044617.2214 |  | 5436203.32 |  | 5479669.19 |  | 5471179.1852 |  | 5531162 |  | 7311242.45

## AT Area 4 RR
Atwood Area 4 Restoom Improvements Project Bid Tab | [6 empty] | EE = $495,000
2019-08-29
|  |  |  | Bidder 1 |  | Bidder 2 |  | Bidder 3
Item | Description | Unit | Estimated | Bid Unit | Bid Price | Bid Unit | Bid Price | Bid Unit | Bid Price
No. |  |  | Quantity | Price |  | Price |  | Price
1 | Construction Layout Stakes & Survey Monuments | LS | 1 | 8500 | 8500 | 7778 | 7778 | 4500 | 4500
2 | Mobilization, As Per Plan | LS | 1 | 7500 | 7500 | 63313 | 63313 | 35000 | 35000
3 | Bonding & Insurance | LS | 1 | 5000 | 5000 | 6600 | 6600 | 6819.12 | 6819.12
4 | Temporary Sediment & Erosion Control | LS | 1 | 2300 | 2300 | 1611 | 1611 | 7700 | 7700
5 | Concrete Washout Station | LS | 1 | 840 | 840 | 1100 | 1100 | 400 | 400
6 | Demolition - Existing Privy, Complete | LS | 1 | 4300 | 4300 | 1800 | 1800 | 3577.5 | 3577.5
7 | Select Electrical demolition, as per plan | LS | 1 | 2160 | 2160 | 4220 | 4220 | 2400 | 2400
8 | Remove Existing Gray Water Basin | EA | 1 | 320 | 320 | 2200 | 2200 | 1000 | 1000
9 | Remove Existing Waterline & appurtenances | LS | 1 | 640 | 640 | 1550 | 1550 | 3986 | 3986
10 | Clearing & Grubbing-Restroom Area | AC | 0.25 | 25000 | 6250 | 18000 | 4500 | 20000 | 5000
11 | Clearing & Grubbing- Force Main Corridor (STA 2+60 - 8+90) | AC | 0.15 | 51000 | 7650 | 146666.67 | 22000.0005 | 166666 | 24999.9
12 | Connection of Existing Drainage Conduits | LF | 20 | 57 | 1140 | 179 | 3580 | 75 | 1500
13 | Gray water Basin, as per plan | EA | 1 | 5700 | 5700 | 5500 | 5500 | 4123.14 | 4123.14
14 | Sanitary Pump Station with Wet Well and Valve Vault, Complete | LS | 1 | 100000 | 100000 | 100232 | 100232 | 94306.71 | 94306.71
15 | 2-inch HDPE Sanitary Force Main, HDD installed | LF | 1284 | 30 | 38520 | 23.5 | 30174 | 35.05 | 45004.2
16 | 2-inch HDPE Sanitary Force Main, complete, open cut with native backfill | LF | 84 | 30 | 2520 | 66.5 | 5586 | 50.78 | 4265.52
17 | 2-inch Air/Vaccuum Releif Valve Assembly in Precast Manhole, Complete | EA | 2 | 7700 | 15400 | 8460 | 16920 | 9587.93 | 19175.86
18 | 4-inch Sanitary Sewer, Complete, open cut with native backfill | LF | 51 | 45 | 2295 | 49 | 2499 | 77.11 | 3932.61
19 | Restroom-Sanitary cleanouts, under-slab piping, floor drains & stub ups | LS | 1 | 9200 | 9200 | 7600 | 7600 | 9500 | 9500
20 | Connection to Existing Pump Station Wet Well, As Per Plan | EA | 1 | 600 | 600 | 4670 | 4670 | 6488.5 | 6488.5
21 | 4-inch Waterline & Fittings | LF | 35 | 65 | 2275 | 65 | 2275 | 120.15 | 4205.25
22 | 2-inch HDPE waterline & Fittings | LF | 28 | 55 | 1540 | 52 | 1456 | 150.55 | 4215.4
23 | 1-inch HDPE Waterline & Fittings | LF | 75 | 25 | 1875 | 23 | 1725 | 61.28 | 4596
24 | 2-inch Curb Valve & Valve Box | EA | 2 | 800 | 1600 | 1125 | 2250 | 1141.25 | 2282.5
25 | 1-inch Curb Valve & Valve Box | EA | 1 | 400 | 400 | 978 | 978 | 641.25 | 641.25
26 | Standard Yard Hydrant Assembly with Curb Valve & Box | EA | 1 | 500 | 500 | 892 | 892 | 820.5 | 820.5
27 | Restroom Water Service Under-slab Piping & Stub Ups | LS | 1 | 2200 | 2200 | 24500 | 24500 | 1820 | 1820
28 | 2-inch Backflow Preventor, Complete with isolation valves & couplings | LS | 1 | 3300 | 3300 | 2200 | 2200 | 2928.25 | 2928.25
29 | Connect to Existing 4-inch PVC waterline | EA | 2 | 500 | 1000 | 1000 | 2000 | 1130.75 | 2261.5
30 | Connect to Existing 2-inch waterline | EA | 2 | 900 | 1800 | 1200 | 2400 | 790.25 | 1580.5
31 | Connect to Existing 1-inch waterline | EA | 2 | 300 | 600 | 850 | 1700 | 344.5 | 689
32 | Concrete Walk, 4-inches thick | SF | 502 | 13 | 6526 | 12.15 | 6099.3 | 13.5 | 6777
33 | Aggregate Parking/Access Drive, 6" of 304 | CY | 19 | 130 | 2470 | 30 | 570 | 299.69 | 5694.11
34 | Parking Bumpers | EA | 2 | 230 | 460 | 125 | 250 | 227.5 | 455
35 | Overexcavation | CY | 50 | 20 | 1000 | 12 | 600 | 88.84 | 4442
36 | Low Strength Mortar backfill | CY | 50 | 121 | 6050 | 100 | 5000 | 190.8 | 9540
37 | Geogrid, as directed by Engineer | SY | 80 | 8 | 640 | 0.5 | 40 | 3.48 | 278.4
38 | Backfill- No 1 & No 2 Stone, as directed by Engineer | CY | 14 | 70 | 980 | 38 | 532 | 175.95 | 2463.3
39 | Backfill- No 57 Stone, as directed by Engineer | CY | 50 | 78 | 3900 | 32 | 1600 | 75.93 | 3796.5
40 | Restroom Foundation, including frost pits, Complete | LS | 1 | 62000 | 62000 | 20000 | 20000 | 33609.93 | 33609.93
41 | Powder Coated Steel Bollards with Embedment Sleeve & Padlocks | EA | 2 | 500 | 1000 | 550 | 1100 | 1787.5 | 3575
42 | Trench Pavement Replacement, Match Ex thickness up to 12-inches | SY | 10 | 225 | 2250 | 110 | 1100 | 156.44 | 1564.4
43 | Seeding & Mulching | SY | 1053 | 4.5 | 4738.5 | 1.42 | 1495.26 | 7.41 | 7802.73
44 | Pump Station Electrical, Complete, including Control Panel, SS Pedestal, Power conductors/terminations and level floats | LS | 1 | 13644 | 13644 | 15513 | 15513 | 15148.8 | 15148.8
45 | Pump Station SCADA, complete, including mounting of RTU, conduit/conductors/cabling and terminations | LS | 1 | 32182 | 32182 | 59083 | 59083 | 35757.6 | 35757.6
46 | Handhole, 2'x2'x3'D | EA | 1 | 497 | 497 | 1500 | 1500 | 552 | 552
47 | 2-inch D/C Conduit with pull chord, route thru knock out inside restroom | LF | 150 | 24.35 | 3652.5 | 10 | 1500 | 27.05 | 4057.5
48 | New secondary wire from service drop (if directed by engineer) | LS | 1 | 10800 | 10800 | 900 | 900 | 12000 | 12000
49 | Electric Utility Service & Coordination Allowance (Carroll Electric Cooperative) | LS | 1 | 30000 | 30000 | 30000 | 30000 | 30000 | 30000
50 | Proposed Electric Service Equipment & Support Structure, Complete | LS | 1 | 24840 | 24840 | 7987 | 7987 | 27600 | 27600
51 | Proposed Electrical Distribution Equipment & Support Structure, Complete | LS | 1 | 34560 | 34560 | 20889 | 20889 | 38400 | 38400
52 | Proposed Restroom Electrical Equipment, Surface Mounted to Building | LS | 1 | 19656 | 19656 | 19778 | 19778 | 21840 | 21840
[5 empty] | 0 |  | 0 |  | 0
Total of All Unit Price Bid Items |  |  |  |  | 499771 |  | 531345.5605 |  | 575073.48

## CM 95
Charles Mill 95
Bid Tab
|  |  |  | ENGINEER'S ESTIMATE |  | Bidder 1 |  | Bidder 2 |  | Bidder 3 |  | Bidder 4 |  | Bidder 5
| ITEM | QTY. | UNIT | UNIT PRICE | TOTAL PRICE | UNIT PRICE | TOTAL PRICE | UNIT PRICE | TOTAL PRICE | UNIT PRICE | TOTAL PRICE | UNIT PRICE | TOTAL PRICE | UNIT PRICE | TOTAL PRICE
1 | Item 201 - Clearing & Grubbing | 1 | Lump Sum | 2500 | 2500 | 4750 | 4750 | 4500 | 4500 | 1000 | 1000 | 5000 | 5000 | 2312 | 2312
2 | Temp Erosion Control | 1 | Lump Sum | 2500 | 2500 | 460 | 460 | 2500 | 2500 | 1000 | 1000 | 200 | 200 | 2040 | 2040
3 | 12” HDPE Storm Sewer, Horizontal Directional Drilled | 189 | LF | 125 | 23625 | 96.5 | 18238.5 | 125 | 23625 | 150 | 28350 | 130 | 24570 | 99 | 18711
4 | 12” HDPE N-12 Storm Sewer, Type C | 108 | LF | 60 | 6480 | 34 | 3672 | 55 | 5940 | 35 | 3780 | 50 | 5400 | 41 | 4428
5 | ODOT Catch Basin, No. 2-2B | 2 | Each | 2000 | 4000 | 1100 | 2200 | 1500 | 3000 | 2000 | 4000 | 1500 | 3000 | 1952 | 3904
6 | Item 602 - Concrete Masonry (for Half Height Headwall) | 0.3 | CY | 3000 | 900 | 1650 | 495 | 3000 | 900 | 3500 | 1050 | 2000 | 600 | 3221 | 966.3
7 | Special – Bioretention Basin | 1 | Lump Sum | 13500 | 13500 | 13750 | 13750 | 14500 | 14500 | 19000 | 19000 | 20000 | 20000 | 28045.7 | 28045.7
8 | Special – 36” Riprap, Type B | 10 | LF | 300 | 3000 | 235 | 2350 | 300 | 3000 | 100 | 1000 | 250 | 2500 | 453 | 4530
9 | Item 659 - Seeding & Mulching | 1 | Lump Sum | 2000 | 2000 | 1650 | 1650 | 1500 | 1500 | 1500 | 1500 | 3500 | 3500 | 4063 | 4063
[5 empty] | 58505 |  | 47565.5 |  | 59465 |  | 60680 |  | 64770 |  | 69000

## CM West Shore
Charles Mill West Shore Paving
Bid Tab
|  |  |  | ENGINEER'S ESTIMATE |  | Bidder 1
ITEM | DESCRIPTION | QTY. | UNIT | UNIT PRICE | TOTAL PRICE | UNIT PRICE | TOTAL PRICE
201 | Clearing and Grubbing | 1 | LUMP | 5000 | 5000 | 3000 | 3000
202 | Pipe Removed | 168 | LF | 20 | 3360 | 10 | 1680
202 | Catch Basin Removed | 1 | EA | 300 | 300 | 500 | 500
203 | Embankment | 1 | LUMP | 5000 | 5000 | 1000 | 1000
204 | Excavation of Subgrade | 20 | CY | 60 | 1200 | 35 | 700
204 | Granular Material, Type B (304 Limestone) | 20 | CY | 60 | 1200 | 75 | 1500
209 | Ditch Cleanout | 2000 | LF | 5 | 10000 | 2.5 | 5000
659 | Seeding and Mulching, As Per Plan | 1 | LUMP | 5000 | 5000 | 3000 | 3000
601 | Crushed Aggregate Slope Protection | 12 | SY | 100 | 1200 | 75 | 900
670 | Ditch Erosion Protection Mat, Type B | 1450 | SY | 3 | 4350 | 0.7 | 1015
832 | Erosion Control | 5000 | EA | 1 | 5000 | 1 | 5000
602 | Concrete Masonry | 0.46 | CY | 2000 | 920 | 1000 | 460
811 | 12" Conduit, Type A | 44 | LF | 70 | 3080 | 75 | 3300
811 | 12" Conduit, Type B | 57 | LF | 70 | 3990 | 55 | 3135
811 | 12" Conduit, Type B, 706.02 | 20 | LF | 100 | 2000 | 75 | 1500
811 | 12" Conduit, Type D | 24 | LF | 70 | 1680 | 55 | 1320
811 | 24" Conduit, Type A | 47 | LF | 120 | 5640 | 80 | 3760
811 | Conduit, Misc: 4"-10", Type B | 20 | LF | 50 | 1000 | 30 | 600
811 | Conduit, Misc: 4"-10", Type C | 20 | LF | 40 | 800 | 30 | 600
811 | Catch Basin No. 2-2B | 1 | EA | 2000 | 2000 | 1800 | 1800
811 | Catch Basin No. 2-4 | 1 | EA | 4000 | 4000 | 2200 | 2200
811 | Catch Basin Adjusted to Grade | 1 | EA | 800 | 800 | 1000 | 1000
811 | Drainage Structure, Misc: Yard Drain | 1 | EA | 600 | 600 | 1200 | 1200
Special | Misc.: Conduit Cleanout | 850 | LF | 5 | 4250 | 7.5 | 6375
253 | Pavement Repair | 16 | SY | 50 | 800 | 80 | 1280
253 | Pavement Repair | 185 | CY | 300 | 55500 | 310 | 57350
304 | Aggregate Base | 15 | CY | 80 | 1200 | 150 | 2250
407 | Tack Coat | 365 | GAL | 3 | 1095 | 2 | 730
407 | Tack Coat for Intermediate Course | 183 | GAL | 3 | 549 | 2 | 366
411 | Stabilized Crushed Aggregate | 65 | CY | 70 | 4550 | 90 | 5850
441 | Asphalt Concrete Surface Course, Type 1, (448), PG64-22 | 160 | CY | 200 | 32000 | 270 | 43200
441 | Asphalt Concrete Intermediate Course, Type 1, (448) | 130 | CY | 200 | 26000 | 270 | 35100
441 | Asphalt Concrete Intermediate Course, Type 2, (448) | 3 | CY | 200 | 600 | 300 | 900
441 | Asphalt Concrete Surface Course, Type 1, (448), (Driveways) | 6 | CY | 350 | 2100 | 270 | 1620
Special | Misc.: #57 Limestone | 65 | CY | 80 | 5200 | 175 | 11375
Special | Misc.: River Run Stone | 3 | CY | 150 | 450 | 200 | 600
614 | Maintaining Traffic | 1 | LUMP | 10000 | 10000 | 2000 | 2000
614 | Asphalt Conrete for Maintaining Traffic | 1 | CY | 400 | 400 | 400 | 400
623 | Construction Layout Stakes and Surveying | 1 | LUMP | 5000 | 5000 | 2500 | 2500
624 | Mobilization | 1 | LUMP | 15000 | 15000 | 17500 | 17500
| Contingency | 1 | LUMP | 10000 | 10000 | 10000 | 10000
[5 empty] | 242814 |  | 243566

## CM Sites Lake Road
Charles Mill Sites Lake Road
Bid Tab
|  |  |  | ENGINEER'S ESTIMATE |  | Bidder 1 |  | Bidder 2 |  | Bidder 3 |  | Bidder 4
| ITEM | QTY. | UNIT | UNIT PRICE | TOTAL PRICE | UNIT PRICE | TOTAL PRICE | UNIT PRICE | TOTAL PRICE | UNIT PRICE | TOTAL PRICE | UNIT PRICE | TOTAL PRICE
1 | Item 202 Pipe Removed, 24" and Under | 48 | LF | 12.5 | 600 | 23 | 1104 | 1 | 48 | 5 | 240 | 10 | 480
2 | Item 203 Excavation | 2138 | CY | 9 | 19242 | 22.5 | 48105 | 15 | 32070 | 44 | 94072 | 45 | 96210
3 | Item 254 Pavement Planing, Asphalt Concrete | 15648 | SY | 1.5 | 23472 | 1.5 | 23472 | 3 | 46944 | 3 | 46944 | 2.95 | 46161.6
4 | Item 254 Pavement Planing, Asphalt Concrete (for Driveways) | 902 | SY | 1.5 | 1353 | 2 | 1804 | 1 | 902 | 3 | 2706 | 2.95 | 2660.9
5 | Item 255 Full Depth Pavement Sawing | 123 | LF | 3 | 369 | 1 | 123 | 1.5 | 184.5 | 3 | 369 | 10 | 1230
6 | Item 204 Proof Rolling | 6 | HR | 190 | 1140 | 50 | 300 | 90 | 540 | 100 | 600 | 100 | 600
7 | Item 204 Subgrade Compaction | 6414 | SY | 2 | 12828 | 0.5 | 3207 | 0.2 | 1282.8 | 1 | 6414 | 0.35 | 2244.9
8 | Item 301 3" Asphalt Concrete Base | 536 | CY | 160 | 85760 | 120 | 64320 | 120 | 64320 | 137 | 73432 | 165 | 88440
9 | Item 304 6" Aggregate Base | 1070 | CY | 50 | 53500 | 61.5 | 65805 | 40 | 42800 | 57 | 60990 | 50 | 53500
10 | Item Special - 18" #1 and #2 Stone (for Golf Cart Path) | 15 | CY | 50 | 750 | 120 | 1800 | 60 | 900 | 60 | 900 | 65 | 975
11 | Item 407 Tack Coat (@ 0.04 Gal./S.Y.) | 260 | GAL | 2 | 520 | 1.95 | 507 | 2.5 | 650 | 2 | 520 | 2 | 520
12 | Item 407 Tack Coat (@ 0.075 Gal./S.Y.) | 1177 | GAL | 2 | 2354 | 1.95 | 2295.15 | 2.5 | 2942.5 | 2 | 2354 | 2 | 2354
13 | Item 448 1.5" Asphalt Concrete Surface Course, Type 1, PG 64-22 | 924 | CY | 175 | 161700 | 158.5 | 146454 | 215 | 198660 | 153 | 141372 | 200 | 184800
14 | Item 448 1.0" Asphalt Concrete Surface Course, Type 1, PG 64-22 (for Driveways) | 29 | CY | 270 | 7830 | 175 | 5075 | 215 | 6235 | 153 | 4437 | 200 | 5800
15 | Item 448 1.5" Asphalt Concrete Intermediate Course, Type 2, PG 64-22 | 270 | CY | 200 | 54000 | 135 | 36450 | 155 | 41850 | 140 | 37800 | 175 | 47250
16 | Item 617 1.5" Compacted Aggregate | 98 | CY | 45 | 4410 | 50 | 4900 | 115 | 11270 | 57 | 5586 | 75 | 7350
17 | Item 659 Seeding and Mulching | 4098 | SY | 2.5 | 10245 | 0.25 | 1024.5 | 0.4 | 1639.2 | 2 | 8196 | 0.75 | 3073.5
18 | Item 209 Ditch Cleanout | 25 | LF | 10 | 250 | 15 | 375 | 10 | 250 | 10 | 250 | 10 | 250
19 | Item 611 12" Conduit, Type B | 76 | LF | 55 | 4180 | 70 | 5320 | 60 | 4560 | 48 | 3648 | 45 | 3420
20 | Item 611 Catch Basin, Type 2-2B | 1 | EA | 2300 | 2300 | 1100 | 1100 | 1700 | 1700 | 1600 | 1600 | 2250 | 2250
21 | Item 638 Valve Box Adjusted to Grade | 2 | EA | 250 | 500 | 450 | 900 | 100 | 200 | 50 | 100 | 500 | 1000
22 | Item 209 Ditch Cleanout | 200 | LF | 10 | 2000 | 8 | 1600 | 5 | 1000 | 8 | 1600 | 10 | 2000
23 | Item 253 Pavement Repair | 47 | CY | 160 | 7520 | 160 | 7520 | 320 | 15040 | 121 | 5687 | 250 | 11750
24 | Item 605 4" Shallow Pipe Underdrain (as Directed by Engineer) | 450 | LF | 10 | 4500 | 4 | 1800 | 5 | 2250 | 5 | 2250 | 5 | 2250
25 | Item 611 4" Conduit, Type F for Underdrain Outlets | 100 | LF | 16 | 1600 | 17 | 1700 | 7 | 700 | 5 | 500 | 5 | 500
26 | Item 703.01 Size No. 57 Aggregate (as Directed by Engineer) | 112 | CY | 50 | 5600 | 65 | 7280 | 45 | 5040 | 30 | 3360 | 65 | 7280
27 | Item Special - Undercut | 556 | SY | 24 | 13344 | 35 | 19460 | 35 | 19460 | 36 | 20016 | 35 | 19460
28 | Contingency Allowance for Qty. Adjustment | 1 | LUMP | 5000 | 5000 | 5000 | 5000 | 5000 | 5000 | 5000 | 5000 | 5000 | 5000
[5 empty] | 486867 |  | 458800.65 |  | 508438 |  | 530943 |  | 598809.9

## CM Ramp
Charles Mill Launch Ramp Improvements
Bid tabulation
2016-10-20
|  |  |  | Bidder 1 |  | Bidder 2 |  | Bidder 3 |  | Bidder 4 |  | Bidder 5
| Item | Qty | unit | unit | total | unit | total | unit | total | unit | total | unit | total
1 | Mobilization | 1 | LS | 1452 | 1452 | 10703 | 10703 | 8000 | 8000 | 7634 | 7634 | 49000 | 49000
2 | Excavation | 160 | CY | 58.09 | 9295 | 41 | 6560 | 30 | 4800 | 42 | 6720 | 15 | 2400
3 | Cofferdam Clay Fill | 150 | CY | 47.75 | 7163 | 32 | 4800 | 32 | 4800 | 78 | 11700 | 15 | 2250
4 | Cofferdam Plastic Sheeting | 300 | SY | 3.63 | 1089 | 7 | 2100 | 4 | 1200 | 3 | 900 | 5 | 1500
5 | Cofferdam ODOT Type C Stone | 20 | TONS | 99.22 | 1984 | 125 | 2500 | 50 | 1000 | 71 | 1420 | 80 | 1600
6 | Geotextile Filter Fabric | 350 | SY | 2.07 | 726 | 6 | 2100 | 2 | 700 | 3 | 1050 | 3 | 1050
7 | Riprap Scour Protection (Type C) | 30 | TONS | 66.14 | 1984 | 110 | 3300 | 50 | 1500 | 82 | 2460 | 100 | 3000
8 | Riprap Scour Protection (4 to 6 inch) | 15 | TONS | 84.7 | 1270 | 130 | 1950 | 56 | 840 | 87 | 1305 | 80 | 1200
9 | Aggregate Base (ODOT No. 57 Stone) | 60 | CY | 88.91 | 5335 | 91 | 5460 | 32 | 1920 | 105 | 6300 | 40 | 2400
10 | Concrete Boat Ramp | 267 | SY | 84.45 | 22550 | 81 | 21627 | 155 | 41385 | 157 | 41919 | 224 | 59808
11 | Cofferdam Removal | 1 | LS | 3690 | 3690 | 4800 | 4800 | 5500 | 5500 | 5489 | 5489 | 5000 | 5000
| subtotal - base bid |  |  |  | 56538 |  | 65900 |  | 71645 |  | 86897 |  | 129208

## CM RV Lot
Charles Mill RV and Boat Storage Lot
Bid Tab
2017-07-06
|  |  |  | Bidder 1 |  | Bidder 2 |  | Bidder 3 |  | Bidder 4 |  | Bidder 5
Item | Description | Unit | Estimated | Bid Unit | Bid Price | Bid Unit | Bid Price | Bid Unit | Bid Price | Bid Unit | Bid Price | Bid Unit | Bid Price
No. |  |  | Quantity | Price |  | Price |  | Price |  | Price |  | Price
A | Silt Fence | LF | 1050 | 4 | 4200 | 2.5 | 2625 | 1.5 | 1575 | 3 | 3150 | 1 | 1050
B | Construction Fence | LF | 210 | 7 | 1470 | 5.5 | 1155 | 3 | 630 | 2 | 420 | 5 | 1050
C | Clearing and Grubbing | AC | 7.34 | 1500 | 11010 | 2000 | 14680 | 2000 | 14680 | 4000 | 29360 | 4827.58 | 35434.4372
D | Concrete Washout Station | EA | 1 | 750 | 750 | 150 | 150 | 1200 | 1200 | 1200 | 1200 | 2000 | 2000
E | Construction Entrance | SY | 195 | 14 | 2730 | 17.5 | 3412.5 | 9 | 1755 | 17 | 3315 | 10 | 1950
F | Temporary Sediment Basin and Outlet Structure | LS | 1 | 4500 | 4500 | 3250 | 3250 | 8500 | 8500 | 19000 | 19000 | 3750 | 3750
G | Sawcut Existing Pavement | LF | 75 | 3 | 225 | 5 | 375 | 10 | 750 | 4 | 300 | 2.5 | 187.5
H | Remove Existing Aggregate Drive | SY | 36 | 45 | 1620 | 40 | 1440 | 25 | 900 | 5 | 180 | 4 | 144
I | Topsoil Stripped and Stockpiled | CY | 11475 | 2 | 22950 | 2 | 22950 | 4 | 45900 | 3.75 | 43031.25 | 4 | 45900
J | Topsoil Replaced | CY | 6124 | 2.75 | 16841 | 2.25 | 13779 | 5 | 30620 | 4 | 24496 | 4 | 24496
K | Topsoil Spoils Spread on Site | CY | 5351 | 2.25 | 12039.75 | 2.25 | 12039.75 | 4 | 21404 | 2.5 | 13377.5 | 3 | 16053
L | Excavation and Fill | CY | 7094 | 4.5 | 31923 | 4.25 | 30149.5 | 4 | 28376 | 4.75 | 33696.5 | 4 | 28376
M | Subsoil Spoils Spread on Site | CY | 294 | 2.25 | 661.5 | 2.25 | 661.5 | 3 | 882 | 2.5 | 735 | 3 | 882
N | Slope Protection Matting | SY | 8600 | 1.85 | 15910 | 2.65 | 22790 | 2 | 17200 | 2 | 17200 | 2 | 17200
O | #1 &#2 Aggregate Base | CY | 1438 | 38 | 54644 | 51.6 | 74200.8 | 42 | 60396 | 50 | 71900 | 45 | 64710
P | ODOT 304 Aggregate Base | CY | 831 | 45 | 37395 | 58 | 48198 | 40 | 33240 | 51 | 42381 | 40 | 33240
Q | Geotextile Fabric ODOT Type ‘D’ | SY | 8109 | 0.7 | 5676.3 | 1.25 | 10136.25 | 1 | 8109 | 1.5 | 12163.5 | 2 | 16218
R | ODOT 441 Asphalt Concrete Surface Course, Type 1 (448) (2.5") | CY | 9 | 280 | 2520 | 250 | 2250 | 300 | 2700 | 535 | 4815 | 330 | 2970
S | ODOT 441 Asphalt Concrete Intermediate Course Type 2 (448) (3.5") | CY | 12 | 220 | 2640 | 300 | 3600 | 240 | 2880 | 575 | 6900 | 330 | 3960
T | Replace Existing Gravel Drive In-Kind | SY | 13 | 55 | 715 | 125 | 1625 | 50 | 650 | 55 | 715 | 20 | 260
U | 15” RCP Storm Sewer Culvert | LF | 68 | 45.5 | 3094 | 66.75 | 4539 | 40 | 2720 | 62 | 4216 | 76 | 5168
V | 24” HDPE Storm Sewer with Bedding | LF | 87 | 47 | 4089 | 62.5 | 5437.5 | 68 | 5916 | 55 | 4785 | 120 | 10440
W | Outlet Control Structure | EA | 1 | 2775 | 2775 | 5070 | 5070 | 3400 | 3400 | 2300 | 2300 | 3500 | 3500
X | Headwall | EA | 5 | 485 | 2425 | 2800 | 14000 | 1100 | 5500 | 1200 | 6000 | 600 | 3000
Y | Rock Channel Protection Type ‘C’ | LS | 1 | 2050 | 2050 | 3000 | 3000 | 1500 | 1500 | 1000 | 1000 | 2000 | 2000
Z | Rock Channel Protection Type ‘D’ | LS | 1 | 450 | 450 | 1500 | 1500 | 900 | 900 | 2200 | 2200 | 300 | 300
AA | Fine Grading and Meadow Seeding | SY | 26193 | 0.75 | 19644.75 | 1 | 26193 | 1.15 | 30121.95 | 1.25 | 32741.25 | 2 | 52386
BB | Site Electrical | LS | 1 | 48000 | 48000 | 48000 | 48000 | 50000 | 50000 | 40000 | 40000 | 45000 | 45000
CC | Owner's Contingency for Pavement Repair as a Result of Proofroll (12" Undercut and Replacement with #1 & #2 Aggregate, or as Required) | 1 | LS | 10000 | 10000 | 10000 | 10000 | 10000 | 10000 | 10000 | 10000 | 10000 | 10000
DD | Owner's Contingency for Gas Line Protection as Required by Transcanada/Columbia Pipeline Group | 1 | LS | 1000 | 1000 | 1000 | 1000 | 1000 | 1000 | 1000 | 1000 | 1000 | 1000
EE | 18” RCP Storm Sewer Culvert | LF | 75 | 47 | 3525 | 75 | 5625 | 50 | 3750 | 64 | 4800 | 85 | 6375
Total of All Unit Price Bid Items |  |  |  |  | 327473.3 |  | 393831.8 |  | 397154.95 |  | 437378 |  | 438999.9372
ALTERNATIVE #1 UNIT PRICE BID SCHEDULE
Item | Description | Unit | Estimated | Bid Unit | Bid Price | Bid Unit | Bid Price | Bid Unit | Bid Price | Bid Unit | Bid Price | Bid Unit | Bid Price
No. |  |  | Quantity | Price |  | Price |  | Price |  | Price |  | Price
Alt. # A | DEDUCT: Excavation (Cut/Fill) | CY | 576 | -1 | -576 | -4.25 | -2448 | -4 | -2304 | -5 | -2880 | -3 | -1728
Alt. # B | DEDUCT: Subsoil Spoils Spread on Site | CY | 40 | -1 | -40 | -2.25 | -90 | -3 | -120 | -2.5 | -100 | -3 | -120
Alt. # C | DEDUCT: Fine Grading and Meadow Seeding | SY | 6910 | -0.5 | -3455 | -1 | -6910 | -1.15 | -7946.5 | -1.25 | -8637.5 | -1 | -6910
Alt. # D | ADD: Topsoil Spoils Spread on Site | CY | 233 | 1.5 | 349.5 | 2.25 | 524.25 | 4 | 932 | 2.5 | 582.5 | 3 | 699
Alt. # E | ADD: Slope Protection Matting | SY | 31 | 1.85 | 57.35 | 2.65 | 82.15 | 2 | 62 | 2 | 62 | 2 | 62
Alt. # F | ADD: #1 & #2 Aggregate Base | CY | 1152 | 38 | 43776 | 51.6 | 59443.2 | 42 | 48384 | 50 | 57600 | 45 | 51840
Alt. # G | ADD: ODOT 304 Aggregate Base | CY | 576 | 45 | 25920 | 58 | 33408 | 40 | 23040 | 51 | 29376 | 40 | 23040
Alt. # H | ADD: Geotextile Fabric ODOT Type ‘D’ | SY | 6910 | 0.7 | 4837 | 1.25 | 8637.5 | 1 | 6910 | 1.5 | 10365 | 2 | 13820
Total of All Unit Price Bid Items |  |  |  |  | 70868.85 |  | 92647.1 |  | 68957.5 |  | 86368 |  | 80703
ALTERNATIVE #2 UNIT PRICE BID SCHEDULE
Item | Description | Unit | Estimated | Bid Unit | Bid Price | Bid Unit | Bid Price | Bid Unit | Bid Price | Bid Unit | Bid Price | Bid Unit | Bid Price
No. |  |  | Quantity | Price |  | Price |  |  |  | Price |  | Price
Alt. # I | ADD: Fencing – 6’ Ht. Chain Link Including Double Gates and Barbed Wire | LF | 1544 | 44650 | 44650 | 9.2 | 14204.8 | 25 | 38600 | 33 | 50952 | 38 | 58672
ALTERNATIVE #3 UNIT PRICE BID SCHEDULE
Item | Description | Unit | Estimated | Bid Unit | Bid Price | Bid Unit | Bid Price | Bid Unit | Bid Price | Bid Unit | Bid Price | Bid Unit | Bid Price
No. |  |  | Quantity | Price |  | Price |  | Price |  | Price |  | Price
Alt. # J | ADD: Double Leaf Metal Pipe Gate | EA | 1 | 7700 | 7700 | 450 | 450 | 3200 | 3200 | 2100 | 2100 | 2400 | 2400
Total Unit Price and Alternates |  |  |  |  | 450692.15 |  | 501133.7 |  | 507912.45 |  | 576798 |  | 580774.9372
| Engineer's Estimate | 400000
| 10% Overage | 40000
| Total | 440000
406042.15

## CM Waterline
Charles Mill Lake Waterline Replacement
Bid Tab
|  |  |  | Bidder 1 |  | Bidder 2 |  | Bidder 3 |  | Bidder 4 |  | Bidder 5
| ITEM | QTY. | UNIT | UNIT PRICE FIGURES | TOTAL AMOUNT | UNIT PRICE FIGURES | TOTAL AMOUNT | UNIT PRICE FIGURES | TOTAL AMOUNT | UNIT PRICE FIGURES | TOTAL AMOUNT | UNIT PRICE FIGURES | TOTAL AMOUNT
1 | Mobilization | 1 | LUMP SUM | 7500 | 7500 | 10000 | 10000 | 3500 | 3500 | 25000 | 25000 | 8500 | 8500
2 | Clearing & Grubbing | 1 | LUMP SUM | 2500 | 2500 | 2000 | 2000 | 4500 | 4500 | 4150 | 4150 | 4500 | 4500
3 | 4” HDPE Waterline and Fittings (Open Cut) | 841 | LF | 35 | 29435 | 52 | 43732 | 28 | 23548 | 31 | 26071 | 36 | 30276
4 | 2” HDPE Waterline and Fittings (Open Cut) | 2644 | LF | 15.5 | 40982 | 21 | 55524 | 24 | 63456 | 27 | 71388 | 34 | 89896
5 | 1” HDPE Waterline and Fittings (Open Cut) | 550 | LF | 10 | 5500 | 29 | 15950 | 20 | 11000 | 16 | 8800 | 26 | 14300
6 | 4” Gate Valve and Valve Box | 4 | EACH | 2200 | 8800 | 1100 | 4400 | 1050 | 4200 | 1000 | 4000 | 1200 | 4800
7 | 2” Curb Valve and Valve Box | 5 | EACH | 1000 | 5000 | 750 | 3750 | 950 | 4750 | 850 | 4250 | 750 | 3750
8 | 1” Curb Valve and Valve Box | 1 | EACH | 800 | 800 | 500 | 500 | 300 | 300 | 470 | 470 | 550 | 550
9 | Connection to Ex. 2” Waterline | 1 | EACH | 1000 | 1000 | 1500 | 1500 | 850 | 850 | 2800 | 2800 | 850 | 850
10 | Connection to Ex. 1” Water Service | 2 | EACH | 700 | 1400 | 1200 | 2400 | 700 | 1400 | 1300 | 2600 | 250 | 500
11 | Frost Free Yard Hydrant Assembly | 1 | EACH | 1500 | 1500 | 1500 | 1500 | 1700 | 1700 | 1400 | 1400 | 1500 | 1500
12 | Relocate Existing Frost Free Yard Hydrant Assembly | 11 | EACH | 1500 | 16500 | 1800 | 19800 | 1240 | 13640 | 900 | 9900 | 950 | 10450
13 | Post Type, Flush Hydrant Assembly | 1 | EACH | 2600 | 2600 | 3500 | 3500 | 3225 | 3225 | 3750 | 3750 | 3500 | 3500
14 | Seeding and Mulching | 1 | LUMP SUM | 4000 | 4000 | 7500 | 7500 | 5760 | 5760 | 5600 | 5600 | 5500 | 5500
15 | Full Depth Pavement Restoration | 300 | SY | 5 | 1500 | 10 | 3000 | 125 | 37500 | 68 | 20400 | 44 | 13200
TOTAL ESTIMATED AMOUNT |  |  |  |  | 129017 |  | 175056 |  | 179329 |  | 190579 |  | 192072

## CM Water WW
CHARLES MILL LAKE WATER/WASTEWATER UPGRADES BID TABULATION FORM BID DATE: 10/31/2017 |  |  |  | Bidder 1 |  | Bidder 2 |  | Bidder 3
ITEM NO | DESCRIPTION | ESTIMATED BID QUANTITY | UNIT OF MEASURE | UNIT PRICE | TOTAL COST | UNIT PRICE | TOTAL COST | UNIT PRICE | TOTAL COST
Demolition and Site Preparation
1 | Silt Fence | 1200 | LF | 5.26 | 6312 | 5 | 6000 | 2 | 2400
2 | Construction Fence | 330 | LF | 6.61 | 2181.3 | 5 | 1650 | 6 | 1980
3 | Clearing and Grubbing | 2 | AC | 7958 | 15916 | 6000 | 12000 | 25000 | 50000
4 | Concrete Washout Station | 1 | EA | 1232 | 1232 | 350 | 350 | 400 | 400
5 | Construction Entrance | 110 | SY | 52.19 | 5740.9 | 17.5 | 1925 | 25 | 2750
6 | Tree Removal and Stump Grinding | 1 | LS | 16519 | 16519 | 1000 | 1000 | 20000 | 20000
7 | Sawcut Existing Pavement | 20 | LF | 13 | 260 | 9.5 | 190 | 50 | 1000
8 | Site Utility Removal, Capping or Abandoning | 1 | LS | 31667 | 31667 | 8000 | 8000 | 10000 | 10000
9 | Miscellaneous Site Item Demolition | 1 | LS | 32397 | 32397 | 1500 | 1500 | 15000 | 15000
| Earthwork at WWTP and Water Tower |  |  |  | 0 |  | 0 |  | 0
10 | Topsoil Stripped and Stockpiled (Assume 6") | 880 | CY | 7.91 | 6960.8 | 3 | 2640 | 8 | 7040
11 | Topsoil Replaced | 880 | CY | 5.86 | 5156.8 | 3 | 2640 | 12 | 10560
12 | Excavation | 560 | CY | 13.3 | 7448 | 2 | 1120 | 12 | 6720
13 | Embankment | 715 | CY | 17.69 | 12648.35 | 3 | 2145 | 15 | 10725
| Pavement at WWTP, WTP, and Water Tower |  |  |  | 0 |  | 0 |  | 0
14 | Subgrade Compaction | 750 | SY | 3.55 | 2662.5 | 1 | 750 | 2 | 1500
15 | 301 - Bituminous Base | 65 | CY | 203.74 | 13243.1 | 242 | 15730 | 185 | 12025
16 | 304 - Aggregate Base | 125 | CY | 73.71 | 9213.75 | 65 | 8125 | 60 | 7500
17 | 407 - Tack Coat | 80 | Gal | 3.85 | 308 | 8.25 | 660 | 4 | 320
18 | 448 - Type 1 Asphalt Concrete Surface Course | 35 | CY | 220.26 | 7709.1 | 286 | 10010 | 200 | 7000
19 | #57 Aggregate | 285 | CY | 44.56 | 12699.6 | 35 | 9975 | 40 | 11400
| Site Furnishings at Water Tower & WWTP |  |  |  | 0 |  | 0 |  | 0
20 | Signage - Wayfinding | 2 | EA | 1353.86 | 2707.72 | 250 | 500 | 500 | 1000
21 | Bollards | 5 | EA | 523 | 2615 | 500 | 2500 | 500 | 2500
22 | Fencing - 7' Ht. Chain Link Fence | 780 | LF | 29.73 | 23189.4 | 25 | 19500 | 25 | 19500
23 | Fencing - 16' Wide Double Swing Gate | 1 | EA | 3194 | 3194 | 1650 | 1650 | 2900 | 2900
24 | Fencing - 4' Wide Swing Gate | 1 | EA | 1873 | 1873 | 880 | 880 | 1700 | 1700
25 | 4" Concrete Walk | 360 | SF | 11.3 | 4068 | 7 | 2520 | 11 | 3960
| Sanitary Sewers |  |  |  | 0 |  | 0 |  | 0
26 | 2" Forcemain Hor. Direction Drilled (HDD) | 3600 | LF | 16 | 57600 | 11.2 | 40320 | 18 | 64800
27 | 6" Sanitary Lateral (SDR-35) | 160 | LF | 75 | 12000 | 117 | 18720 | 30 | 4800
28 | 8" Sanitary Pipe (SDR-35) | 1800 | LF | 28 | 50400 | 99 | 178200 | 42 | 75600
29 | 48" Sanitary Manhole | 11 | EA | 2700 | 29700 | 5292 | 58212 | 4500 | 49500
30 | Air Release with Vault | 2 | EA | 12168 | 24336 | 19245 | 38490 | 12000 | 24000
31 | 2" 45º Bend | 2 | EA | 50 | 100 | 726 | 1452 | 100 | 200
32 | 2" Plug Valve and Box | 3 | EA | 1130 | 3390 | 1100 | 3300 | 900 | 2700
33 | Wastewater Treatment Plant | 1 | LS | 712515 | 712515 | 775050 | 775050 | 760000 | 760000
34 | 8"x6" PVC Sanitary Wye | 2 | EA | 150 | 300 | 144 | 288 | 200 | 400
35 | Steel Casing bored, complete | 230 | LF | 280 | 64400 | 230 | 52900 | 188 | 43240
36 | 48" Concrete Grinder Pump Station | 2 | EA | 59000 | 118000 | 47020 | 94040 | 47500 | 95000
37 | #304 Aggregate Premium Backfill | 240 | CY | 35 | 8400 | 62 | 14880 | 80 | 19200
38 | Pavement Repair for Trenches | 145 | SY | 60 | 8700 | 96 | 13920 | 75 | 10875
| Storm Sewers |  |  |  | 0 |  | 0 |  | 0
39 | CB-2-2-B | 3 | EA | 820 | 2460 | 1753 | 5259 | 1500 | 4500
40 | 15" Storm Pipe | 320 | LF | 28 | 8960 | 49 | 15680 | 40 | 12800
41 | 6" Storm Pipe | 105 | LF | 22 | 2310 | 35 | 3675 | 42 | 4410
42 | Headwall | 1 | EA | 1000 | 1000 | 845 | 845 | 1500 | 1500
43 | Rock Channel Protection, Type C, with Filter | 4.5 | CY | 175 | 787.5 | 176 | 792 | 300 | 1350
44 | Connection of Existing Drainage Conduits | 100 | LF | 20 | 2000 | 15 | 1500 | 10 | 1000
| Water Service |  |  |  | 0 |  | 0 |  | 0
45 | 4" Water Main | 4890 | LF | 21.25 | 103912.5 | 17.5 | 85575 | 25 | 122250
46 | 2" Water Main | 900 | LF | 18 | 16200 | 10.7 | 9630 | 24 | 21600
47 | 2" Raw Water Main | 960 | LF | 18 | 17280 | 10.7 | 10272 | 15 | 14400
48 | 4" Gate Valve and Appurtenances | 11 | EA | 1800 | 19800 | 1018 | 11198 | 1200 | 13200
49 | 2" Gate Valve and Appurtenances | 5 | EA | 1300 | 6500 | 792 | 3960 | 900 | 4500
50 | Yard Hydrant | 3 | EA | 1750 | 5250 | 1650 | 4950 | 2000 | 6000
51 | 4" x 4" Tee | 4 | EA | 450 | 1800 | 330 | 1320 | 500 | 2000
52 | 4" x 2" Tee | 7 | EA | 300 | 2100 | 330 | 2310 | 500 | 3500
53 | 2” x 2” Tee | 1 | EA | 140 | 140 | 110 | 110 | 400 | 400
54 | 4" x 1" Tee | 1 | EA | 310 | 310 | 220 | 220 | 500 | 500
55 | 1" 11.25° Bend | 1 | EA | 150 | 150 | 50 | 50 | 30 | 30
56 | 4” Plug | 1 | EA | 200 | 200 | 44 | 44 | 200 | 200
57 | 2" Plug | 4 | EA | 150 | 600 | 17 | 68 | 150 | 600
58 | 1" Plug | 1 | EA | 100 | 100 | 17 | 17 | 100 | 100
59 | 4" x 2" Reducer | 1 | EA | 150 | 150 | 33 | 33 | 400 | 400
60 | Sample Tap, with vault | 3 | EA | 4100 | 12300 | 4720 | 14160 | 5500 | 16500
61 | Replace Ex. Water Well Pumps | 2 | EA | 6828 | 13656 | 4718 | 9436 | 7500 | 15000
62 | Water Supply Well, complete with pump | 1 | EA | 48368 | 48368 | 29605 | 29605 | 50000 | 50000
63 | Water Treatment Plant – Installed Complete | 1 | EA | 254060 | 254060 | 276500 | 276500 | 250000 | 250000
64 | Elevated Water Storage Tank - Installed Complete | 1 | EA | 475903 | 475903 | 520690 | 520690 | 500000 | 500000
| Electric Service – WasteWater Treatment Plant |  |  |  | 0 |  | 0 |  | 0
65 | 4x mdp | 1 | EA | 8282 | 8282 | 8660 | 8660 | 10000 | 10000
66 | 4x Branch Circuit Panelboard | 1 | EA | 6332 | 6332 | 4330 | 4330 | 4000 | 4000
67 | 4x Mini-power Center | 2 | EA | 5396 | 10792 | 2472 | 4944 | 5000 | 10000
68 | 4x Pump Control Panel FBO | 1 | EA | 1184 | 1184 | 2178 | 2178 | 1000 | 1000
69 | 4x Misc. Pump Controllers F&SBO | 8 | EA | 992 | 7936 | 1336 | 10688 | 500 | 4000
70 | 4x Automatic Transfer Switch | 1 | EA | 6195 | 6195 | 2655 | 2655 | 6000 | 6000
71 | Generator | 1 | EA | 46502 | 46502 | 47300 | 47300 | 55000 | 55000
72 | 4x Utility Disconnect Switch | 1 | EA | 2072 | 2072 | 4638 | 4638 | 2000 | 2000
73 | 4x Enclosed Service Rated Circuit Breaker | 1 | EA | 3303 | 3303 | 3880 | 3880 | 3000 | 3000
74 | Remote Terminal Unit - SCADA | 1 | LS | 23303 | 23303 | 23540 | 23540 | 27000 | 27000
75 | Electrical Service | 1 | EA | 25481 | 25481 | 5280 | 5280 | 10000 | 10000
76 | Grounding | 1 | LS | 606 | 606 | 990 | 990 | 1000 | 1000
77 | Site Lighting | 4 | EA | 5081 | 20324 | 3954 | 15816 | 3000 | 12000
78 | Building Lighting | 3 | EA | 904 | 2712 | 638 | 1914 | 500 | 1500
79 | Receptacles | 8 | EA | 348 | 2784 | 275 | 2200 | 500 | 4000
80 | Feeders | 1 | LS | 5823 | 5823 | 3410 | 3410 | 29000 | 29000
81 | Equipment Monitoring | 1 | LS | 970 | 970 | 2145 | 2145 | 2000 | 2000
82 | Controls/Monitoring Cabling | 1 | LS | 4609 | 4609 | 3795 | 3795 | 3000 | 3000
[5 empty] | 0 |  | 0 |  | 0
| Electric Services - Eagle Point Grinder PS |  |  |  | 0 |  | 0 |  | 0
83 | Electric Service | 1 | LS | 2510 | 2510 | 5180 | 5180 | 2000 | 2000
84 | 4x Pump Control Panel FBO | 1 | EA | 2203 | 2203 | 2398 | 2398 | 1000 | 1000
85 | 4x Enclosed Service Rated Circuit Breaker | 1 | EA | 4479 | 4479 | 3388 | 3388 | 4000 | 4000
86 | Remote Terminal Unit - SCADA | 1 | LS | 21696 | 21696 | 21098 | 21098 | 19000 | 19000
87 | Feeders | 1 | LS | 2584 | 2584 | 1655 | 1655 | 1000 | 1000
88 | Equipment Wiring | 1 | LS | 2507 | 2507 | 4732 | 4732 | 1000 | 1000
89 | Grounding | 1 | LS | 1365 | 1365 | 990 | 990 | 1000 | 1000
| electric service – Water Treatment Plant |  |  |  | 0 |  | 0 |  | 0
90 | Demolition | 1 | LS | 1201 | 1201 | 5170 | 5170 | 2000 | 2000
91 | Electric Service | 1 | LS | 6515 | 6515 | 5638 | 5638 | 4000 | 4000
92 | Main Distribution Panel | 1 | EA | 2698 | 2698 | 10780 | 10780 | 6000 | 6000
93 | 4x Grinder Pump Control Panel FBO | 2 | EA | 2038 | 4076 | 1672 | 3344 | 1000 | 2000
94 | 4x Enclosed Service Rated Circuit Breaker | 1 | EA | 1322 | 1322 | 6765 | 6765 | 2000 | 2000
95 | Lighting | 9 | EA | 463 | 4167 | 695 | 6255 | 400 | 3600
96 | Receptacles | 12 | EA | 353 | 4236 | 275 | 3300 | 300 | 3600
97 | Pin & Sleeve Connector | 1 | EA | 513 | 513 | 2310 | 2310 | 1000 | 1000
98 | Controls/Monitoring Cabling | 1 | LS | 1377 | 1377 | 5170 | 5170 | 1000 | 1000
99 | Central Terminal Unit - SCADA | 1 | LS | 43183 | 43183 | 44012 | 44012 | 45000 | 45000
100 | Feeders | 1 | LS | 5645 | 5645 | 3190 | 3190 | 6000 | 6000
101 | Equipment Wiring | 1 | LS | 11503 | 11503 | 8140 | 8140 | 4200 | 4200
102 | Grounding | 1 | LS | 1365 | 1365 | 1485 | 1485 | 1000 | 1000
103 | Manual Transfer Switch | 1 | EA | 3670 | 3670 | 4519 | 4519 | 4000 | 4000
104 | Communication Conduit | 1250 | LF | 8.7 | 10875 | 8.8 | 11000 | 10 | 12500
105 | Well Pump Feed | 885 | LF | 11.78 | 10425.3 | 8.8 | 7788 | 12 | 10620
| electric service - Water Tower |  |  |  | 0 |  | 0 |  | 0
106 | Electric Service | 1 | LS | 1651 | 1651 | 1650 | 1650 | 5000 | 5000
107 | Utility Service Conduit | 500 | LF | 30.84 | 15420 | 20.35 | 10175 | 10 | 5000
108 | 4x Main Distribution Panel | 1 | LS | 2643 | 2643 | 5380 | 5380 | 6000 | 6000
109 | 4x Manual Transfer Switch | 1 | LS | 1652 | 1652 | 5033 | 5033 | 4000 | 4000
110 | 4x Enclosed Service Rated Circuit Breaker | 1 | EA | 1156 | 1156 | 5143 | 5143 | 2000 | 2000
111 | Remote Terminal Unit - SCADA | 1 | LS | 21144 | 21144 | 21670 | 21670 | 23000 | 23000
112 | Lighting | 12 | EA | 766 | 9192 | 695 | 8340 | 400 | 4800
113 | Site Lighting | 4 | EA | 5080 | 20320 | 3954 | 15816 | 3000 | 12000
114 | Receptacles | 3 | EA | 353 | 1059 | 275 | 825 | 500 | 1500
115 | Feeders | 1 | LS | 1983 | 1983 | 505 | 505 | 6000 | 6000
116 | Equipment Wiring | 1 | LS | 7159 | 7159 | 990 | 990 | 8500 | 8500
117 | Grounding | 1 | LS | 606 | 606 | 990 | 990 | 1000 | 1000
| MECHANICAL SERVICE |  |  |  | 0 |  | 0 |  | 0
118 | EF – 1,2 + Ductwork and Grilles | 2 | EA | 1212 | 2424 | 1950 | 3900 | 3500 | 7000
119 | Electric Unit Heater | 1 | EA | 4004 | 4004 | 1000 | 1000 | 2500 | 2500
120 | Emergency Eyewash/Shower Combo & Plumbing | 1 | EA | 8810 | 8810 | 2800 | 2800 | 3000 | 3000
121 | Electric heater & Plumbing | 1 | EA | 8369 | 8369 | 1500 | 1500 | 2500 | 2500
122 | Laundry Tub & Plumbing | 1 | EA | 3854 | 3854 | 1100 | 1100 | 1500 | 1500
123 | Misc. Plumbing and Valves | 1 | EA | 9580 | 9580 | 4780 | 4780 | 10000 | 10000
124 | Demolition of Existing Exhaust Fan | 1 | EA | 793 | 793 | 500 | 500 | 750 | 750
125 | Demolition of Existing Unit Heater | 1 | EA | 793 | 793 | 500 | 500 | 500 | 500
| Site Landscape |  |  |  | 0 |  | 0 |  | 0
126 | Fine Grading and Lawn Seeding | 1900 | SY | 2.2 | 4180 | 1.32 | 2508 | 15 | 28500
[5 empty] | 0 |  | 0 |  | 0
| Miscellaneous |  |  |  | 0 |  | 0 |  | 0
127 | Electrical Utility Service Extension Allowance* | 1 | LS | 75000 | 75000 | 75000 | 75000 | 75000 | 75000
128 | Owner’s Contingency Allowance * | 1 | LS | 75000 | 75000 | 75000 | 75000 | 75000 | 75000
|  | TOTAL BASE BID (Total of all Extended Values) |  |  | 2920177.62 |  | 2973406 |  | 3014005
Alternate #1
| 50,000 Gallon Multilegged Steel Water Tower | 1 | EA | 436451 | 2880725.62 | - |  | 450000 | 2964005

## CM CG PH1
CHARLES MILL LAKE Campground Redevelopment Bid Tab |  |  |  | Bidder 1 |  | Bidder 2 |  | Bidder 3 |  | Bidder 4 |  | Bidder 5
ITEM NO | DESCRIPTION | Unit | Estimated Quantity | UNIT PRICE | TOTAL COST | UNIT PRICE | TOTAL COST | UNIT PRICE | TOTAL COST | UNIT PRICE | TOTAL COST | UNIT PRICE | TOTAL COST
1. | Stormwater Pollution Prevention except Construction Haul Road | LS | 1 | 6300 | 6300 | 21450 | 21450 | 50464.56 | 50464.56 | 33635 | 33635 | 17838 | 17838
2. | Construction Haul Road | SY | 950 | 25.1 | 23845 | 12.49 | 11865.5 | 15.26 | 14497 | 23 | 21850 | 40 | 38000
3. | Construction Fence (4’ High PVC) | LF | 2465 | 2.55 | 6285.75 | 3.03 | 7468.95 | 3.08 | 7592.2 | 2 | 4930 | 1.37 | 3377.05
4. | Construction Fence (6’ High Chain Link) | LF | 700 | 8.25 | 5775 | 10.73 | 7511 | 14.01 | 9807 | 8 | 5600 | 5.14 | 3598
5. | Tree Protection Fence | LF | 1500 | 2.5 | 3750 | 6.55 | 9825 | 3.11 | 4665 | 1 | 1500 | 2 | 3000
6. | Clearing and Grubbing Including Tree and Stump Removal | LS | 1 | 25960 | 25960 | 24750 | 24750 | 38014.94 | 38014.94 | 70000 | 70000 | 100000 | 100000
7. | Concrete Washout Station | EA | 1 | 2620 | 2620 | 1925 | 1925 | 524.02 | 524.02 | 750 | 750 | 625 | 625
8. | Sawcut Existing Pavement | LF | 367 | 1.75 | 642.25 | 4.24 | 1556.08 | 2.43 | 891.81 | 4 | 1468 | 1.42 | 521.14
9. | Pavement Removal | SY | 640 | 8.7 | 5568 | 6.44 | 4121.6 | 6.01 | 3846.4 | 3 | 1920 | 3.12 | 1996.8
10. | Aggregate RV Pad Pavement Removal (Top 6”) | SY | 2291 | 4.8 | 10996.8 | 4.24 | 9713.84 | 5.68 | 13012.88 | 3 | 6873 | 3.58 | 8201.78
11. | Mill Existing Asphalt Pavement (2” Depth) | SY | 4389 | 2.95 | 12947.55 | 2.2 | 9655.8 | 2.97 | 13035.33 | 4 | 17556 | 3.18 | 13957.02
12. | Demolition of Existing Pit Toilets | EA | 2 | 4500 | 9000 | 4218.5 | 8437 | 2535.3 | 5070.6 | 5000 | 10000 | 2984.84 | 5969.68
13. | Electrical Site Demolition | LS | 1 | 16300 | 16300 | 6270 | 6270 | 1.17 | 1.17 | 100 | 100 | 35000 | 35000
14. | Site Utility Removal, Capping, or Abandoning | LS | 1 | 20300 | 20300 | 10450 | 10450 | 5848.45 | 5848.45 | 4500 | 4500 | 1526.23 | 1526.23
15. | Removal of Existing Septic Storage Tanks | LS | 1 | 4175 | 4175 | 11000 | 11000 | 8139.88 | 8139.88 | 6000 | 6000 | 32485.05 | 32485.05
16. | Miscellaneous Site Item Demolition | LS | 1 | 12350 | 12350 | 32010 | 32010 | 7550.35 | 7550.35 | 2750 | 2750 | 13578.4 | 13578.4
17. | Topsoil Stripped and Stockpiled | CY | 4908 | 3.75 | 18405 | 4.13 | 20270.04 | 9.47 | 46478.76 | 2 | 9816 | 3.73 | 18306.84
18. | Topsoil Replaced | CY | 3272 | 5.65 | 18486.8 | 7.15 | 23394.8 | 13.58 | 44433.76 | 4 | 13088 | 8 | 26176
19. | Topsoil Spoils Hauled Off Site | CY | 1636 | 12.9 | 21104.4 | 12.1 | 19795.6 | 8.75 | 14315 | 10 | 16360 | 12.01 | 19648.36
20. | Excavation and Fill | CY | 921 | 2.75 | 2532.75 | 8.25 | 7598.25 | 8.09 | 7450.89 | 4 | 3684 | 10.2 | 9394.2
21. | Subsoil Spoils Hauled Off Site | CY | 599 | 14.25 | 8535.75 | 13.2 | 7906.8 | 7.88 | 4720.12 | 10 | 5990 | 11.79 | 7062.21
22. | Temporary Grading for Pre-Fabricated Showerhouse Installation | LS | 1 | 2550 | 2550 | 1320 | 1320 | 1449.25 | 1449.25 | 10500 | 10500 | 9956.25 | 9956.25
23. | Erosion Control Matting | SY | 2592 | 2 | 5184 | 5.23 | 13556.16 | 1.52 | 3939.84 | 1 | 2592 | 3.05 | 7905.6
24. | Survey Control Monument | EA | 1 | 900 | 900 | 1650 | 1650 | 1754.54 | 1754.54 | 1250 | 1250 | 277.3 | 277.3
25. | Subgrade Compaction | SY | 8277 | 1.15 | 9518.55 | 1.93 | 15974.61 | 1.91 | 15809.07 | 2 | 16554 | 1.5 | 12415.5
26. | ODOT 407 Tack Coat – | GAL | 351 | 4.5 | 1579.5 | 1.93 | 677.43 | 2.99 | 1049.49 | 2 | 702 | 2.01 | 705.51
| Milled Surface |  |  |  | 0 |  | 0 |  | 0 |  | 0 |  | 0
27. | ODOT 407 Tack Coat – | GAL | 37 | 4.5 | 166.5 | 1.93 | 71.41 | 2.99 | 110.63 | 2 | 74 | 2.02 | 74.74
| Standard Duty Asphalt |  |  |  | 0 |  | 0 |  | 0 |  | 0 |  | 0
28. | ODOT 407 Tack Coat – | GAL | 5 | 4.5 | 22.5 | 1.93 | 9.65 | 2.99 | 14.95 | 2 | 10 | 2.14 | 10.7
| Heavy Duty Asphalt |  |  |  | 0 |  | 0 |  | 0 |  | 0 |  | 0
29. | ODOT 441 Asphalt Concrete Surface Course, Type 1 (448) - Asphalt Overlay for Milled Surface (2") | CY | 325 | 212.5 | 69062.5 | 214.5 | 69712.5 | 194.17 | 63105.25 | 200 | 65000 | 195 | 63375
30. | ODOT 441 Asphalt Concrete Surface Course, Type 1 (448) - Standard Duty Asphalt Pavement (1.5") | CY | 31 | 212.4 | 6584.4 | 330 | 10230 | 194.17 | 6019.27 | 310 | 9610 | 300 | 9300
31. | ODOT 441 Asphalt Concrete Surface Course, Type 1 (448) - Heavy Duty Asphalt Pavement (1.25") | CY | 4 | 212.5 | 850 | 330 | 1320 | 194.17 | 776.68 | 310 | 1240 | 300 | 1200
32. | ODOT 441 Asphalt Concrete Intermediate Course Type 2 (448) - Standard Duty Asphalt Pavement (3") | CY | 61 | 206.5 | 12596.5 | 330 | 20130 | 187.15 | 11416.15 | 310 | 18910 | 300 | 18300
33. | ODOT 441 Asphalt Concrete Intermediate Course Type 2 (448) - Heavy Duty Asphalt Pavement (1.75") | CY | 5 | 206.5 | 1032.5 | 605 | 3025 | 187.15 | 935.75 | 555 | 2775 | 550 | 2750
34. | ODOT 301 Asphalt Concrete Base - Heavy Duty Asphalt Pavement (4") | CY | 12 | 210 | 2520 | 550 | 6600 | 187.15 | 2245.8 | 505 | 6060 | 500 | 6000
35. | ODOT 304 Aggregate Base - Standard Duty Asphalt Pavement - (6") | CY | 131 | 51.5 | 6746.5 | 59.95 | 7853.45 | 72.19 | 9456.89 | 47 | 6157 | 41.98 | 5499.38
36. | ODOT 304 Aggregate Base - Heavy Duty Asphalt Pavement - (6") | CY | 19 | 78 | 1482 | 68.75 | 1306.25 | 111.67 | 2121.73 | 47 | 893 | 42 | 798
37. | ODOT 304 Aggregate Base - Standard Duty Concrete Pavement - (4") | CY | 57 | 49 | 2793 | 68.75 | 3918.75 | 146.68 | 8360.76 | 47 | 2679 | 74.26 | 4232.82
38. | Standard Duty Concrete (4" Thick) Sidewalk @ Restrooms | SF | 3112 | 5.3 | 16493.6 | 6.05 | 18827.6 | 4.62 | 14377.44 | 12 | 37344 | 6.38 | 19854.56
39. | Pavement Striping | LF | 540 | 2.4 | 1296 | 0.77 | 415.8 | 2.01 | 1085.4 | 1 | 540 | 6.93 | 3742.2
40. | ADA Pavement Markings | EA | 3 | 100 | 300 | 27.5 | 82.5 | 32.75 | 98.25 | 30 | 90 | 332.77 | 998.31
41. | #1 & #2 Aggregate Base - RV Pads | CY | 776 | 48 | 37248 | 53.35 | 41399.6 | 57.32 | 44480.32 | 48 | 37248 | 47.61 | 36945.36
42. | ODOT 304 Aggregate Base - RV Pads | CY | 388 | 58 | 22504 | 68.75 | 26675 | 71.18 | 27617.84 | 47 | 18236 | 38.48 | 14930.24
43. | Geotextile Fabric Type D (Weed Barrier) for RV Campsites | SY | 4654 | 1.85 | 8609.9 | 1.1 | 5119.4 | 2.02 | 9401.08 | 1 | 4654 | 0.53 | 2466.62
44. | Surface Repair of Existing Park Roadways – ODOT 441 Asphalt Concrete Surface Course (2”) | CY | 25 | 236 | 5900 | 302.5 | 7562.5 | 194.17 | 4854.25 | 285 | 7125 | 275 | 6875
45. | Base Repair of Existing Park Roadways – ODOT 441 Asphalt Concrete Surface Course (1.25”) | CY | 25 | 259.6 | 6490 | 302.5 | 7562.5 | 194.17 | 4854.25 | 285 | 7125 | 275 | 6875
46. | Base Repair of Existing Park Roadways – ODOT 301 Asphalt Concrete Base Course (4”) | CY | 60 | 206.5 | 12390 | 236.5 | 14190 | 187.15 | 11229 | 225 | 13500 | 215 | 12900
47. | Base Repair of Existing Park Roadways – ODOT 304 Aggregate Base (6”) | CY | 80 | 71.7 | 5736 | 236.5 | 18920 | 64.49 | 5159.2 | 47 | 3760 | 40.03 | 3202.4
48. | Grading, Foundation, Gravel Base and Utility Connections for CXT Restroom Building | LS | 1 | 24500 | 24500 | 7812.2 | 7812.2 | 16680.96 | 16680.96 | 22610 | 22610 | 5527.15 | 5527.15
49. | Restroom Renovations Structure and Finishes | LS | 1 | 407100 | 407100 | 218875.8 | 218875.8 | 224044.93 | 224044.93 | 357750 | 357750 | 305368.71 | 305368.71
50. | Restroom Renovations Electrical | LS | 1 | 27285 | 27285 | 18033.4 | 18033.4 | 17545.36 | 17545.36 | 18627 | 18627 | 48600.55 | 48600.55
51. | Restroom Renovations Mechanical and Plumbing | LS | 1 | 52275 | 52275 | 66000 | 66000 | 23393.82 | 23393.82 | 60000 | 60000 | 72901.36 | 72901.36
52. | Installation of Owner-Provided Signage | EA | 104 | 277.5 | 28860 | 313.5 | 32604 | 158.89 | 16524.56 | 150 | 15600 | 103.12 | 10724.48
53. | Bike Rack | EA | 1 | 800 | 800 | 1421.2 | 1421.2 | 866.74 | 866.74 | 600 | 600 | 834.97 | 834.97
54. | Install Owner Provided Trash Receptacles | EA | 3 | 165 | 495 | 622.6 | 1867.8 | 103.71 | 311.13 | 150 | 450 | 132.79 | 398.37
55. | Install Owner Provided Park Bench | EA | 3 | 165 | 495 | 867.9 | 2603.7 | 126.33 | 378.99 | 150 | 450 | 196.45 | 589.35
56. | Dumpster Enclosure | EA | 2 | 11210 | 22420 | 21250.9 | 42501.8 | 16404.33 | 32808.66 | 25350 | 50700 | 26250.61 | 52501.22
57. | Concrete Wheelstop – 6’ | EA | 34 | 135 | 4590 | 97.93 | 3329.62 | 75.89 | 2580.26 | 100 | 3400 | 119.27 | 4055.18
58. | Concrete Wheelstop – 8’ | EA | 79 | 145 | 11455 | 106.1 | 8381.9 | 81.98 | 6476.42 | 150 | 11850 | 133.69 | 10561.51
59. | 4" Sanitary Lateral (SDR-35), including bedding & premium backfill, complete including cleanouts, cap and collar. | LF | 420 | 38 | 15960 | 51.43 | 21600.6 | 46.79 | 19651.8 | 60 | 25200 | 58 | 24360
60. | 4" Sanitary Lateral (SDR-35), including bedding & native backfill, complete including cleanouts, cap and collar. | LF | 4580 | 21 | 96180 | 37.63 | 172345.4 | 26.9 | 123202 | 35 | 160300 | 49 | 224420
61. | 8" Sanitary Pipe (SDR-35), including bedding & premium backfill, complete | LF | 1180 | 68.5 | 80830 | 75.35 | 88913 | 121.65 | 143547 | 70 | 82600 | 62 | 73160
62. | 8" Sanitary Pipe (SDR-35), including bedding & native backfill, complete | LF | 500 | 40 | 20000 | 47.03 | 23515 | 47.96 | 23980 | 34 | 17000 | 72 | 36000
| 48" Sanitary Manhole, complete | EA | 9 | 4650 | 41850 | 3679.5 | 33115.5 | 7043.88 | 63394.92 | 2450 | 22050 | 2800 | 25200
63. | 8" Sanitary Plug, complete | EA | 1 | 110 | 110 | 1540 | 1540 | 2339.38 | 2339.38 | 45 | 45 | 50 | 50
64. | 4”x4” PVC Sanitary Wye, complete | EA | 20 | 38.5 | 770 | 522.5 | 10450 | 76.03 | 1520.6 | 35 | 700 | 80 | 1600
65. | 8"x4" PVC Sanitary Wye, complete | EA | 59 | 51.8 | 3056.2 | 566.5 | 33423.5 | 114.63 | 6763.17 | 65 | 3835 | 100 | 5900
66. | Pavement Restoration to Repair Trench Cuts, complete | SY | 240 | 47.2 | 11328 | 228.8 | 54912 | 64.33 | 15439.2 | 50 | 12000 | 60 | 14400
67. | Adjust Existing Catch Basin to Grade | EA | 2 | 500 | 1000 | 825 | 1650 | 592.45 | 1184.9 | 100 | 200 | 200 | 400
68. | Connect to Existing Catch Basin | EA | 1 | 740 | 740 | 935 | 935 | 717.02 | 717.02 | 500 | 500 | 400 | 400
69. | Catch Basin (ODOT 2-2B) | EA | 1 | 1250 | 1250 | 990 | 990 | 1117.05 | 1117.05 | 900 | 900 | 1000 | 1000
70. | Storm Sewer Extension (8” HDPE) | LF | 18 | 43.5 | 783 | 33 | 594 | 38.79 | 698.22 | 55 | 990 | 50 | 900
71. | Connection of Existing Drainage Conduits, 4” HDPE | LF | 100 | 23 | 2300 | 15.13 | 1513 | 10.06 | 1006 | 22 | 2200 | 20 | 2000
72. | Connection of Existing Drainage Conduits, 6” HDPE | LF | 100 | 25 | 2500 | 19.25 | 1925 | 11.81 | 1181 | 23 | 2300 | 20 | 2000
73. | Connection of Existing Drainage Conduits, 12” HDPE | LF | 100 | 30 | 3000 | 32.45 | 3245 | 19.1 | 1910 | 27 | 2700 | 40 | 4000
74. | Water Services (1” HDPE), complete | LF | 3700 | 23.7 | 87690 | 15.1 | 55870 | 52.05 | 192585 | 37 | 136900 | 15 | 55500
75. | 4" HDPE Water Main, HDD, complete | LF | 160 | 22.8 | 3648 | 23.17 | 3707.2 | 21.05 | 3368 | 38 | 6080 | 60 | 9600
76. | 2" HDPE Water Main, HDD, complete | LF | 2650 | 16.5 | 43725 | 14.99 | 39723.5 | 14.27 | 37815.5 | 36 | 95400 | 20 | 53000
77. | 4"x2" Tee, complete | EA | 2 | 165 | 330 | 311.85 | 623.7 | 1579.08 | 3158.16 | 170 | 340 | 200 | 400
78. | 4"x2" Reducer, complete | EA | 1 | 150 | 150 | 192.5 | 192.5 | 1813.02 | 1813.02 | 150 | 150 | 200 | 200
79. | 4" Gate Valve & Box, complete | EA | 1 | 745 | 745 | 1237.5 | 1237.5 | 3743.01 | 3743.01 | 750 | 750 | 800 | 800
80. | 2" Plug, complete | EA | 2 | 85 | 170 | 187 | 374 | 1052.72 | 2105.44 | 135 | 270 | 100 | 200
81. | 4" Plug, complete | EA | 1 | 150 | 150 | 214.5 | 214.5 | 1286.66 | 1286.66 | 160 | 160 | 100 | 100
82. | 2"x2 Tee, complete | EA | 3 | 43 | 129 | 51.7 | 155.1 | 1169.69 | 3509.07 | 70 | 210 | 150 | 450
83. | 2" Gate Valve & Box, complete | EA | 9 | 530 | 4770 | 1017.5 | 9157.5 | 1696.05 | 15264.45 | 450 | 4050 | 150 | 1350
84. | Flush Hydrant, complete | EA | 1 | 2400 | 2400 | 3583.8 | 3583.8 | 7018.15 | 7018.15 | 2550 | 2550 | 1000 | 1000
85. | RV Yard Hydrant, complete | EA | 80 | 237 | 18960 | 518.65 | 41492 | 409.39 | 32751.2 | 425 | 34000 | 500 | 40000
86. | RV Yard Hydrants - Frost Free, complete | EA | 2 | 900 | 1800 | 1457.5 | 2915 | 1198.93 | 2397.86 | 1000 | 2000 | 950 | 1900
87. | Deciduous Tree (3" Cal.) | EA | 88 | 611 | 53768 | 532.73 | 46880.24 | 566.48 | 49850.24 | 495 | 43560 | 542 | 47696
88. | Shrubs | EA | 672 | 96 | 64512 | 74.69 | 50191.68 | 79.42 | 53370.24 | 78 | 52416 | 125 | 84000
89. | Perennials | EA | 121 | 37 | 4477 | 25.08 | 3034.68 | 26.66 | 3225.86 | 33 | 3993 | 19.07 | 2307.47
90. | Fine Grading and Lawn Seeding | SY | 12796 | 1.75 | 22393 | 1.71 | 21881.16 | 1.51 | 19321.96 | 2 | 25592 | 1.5 | 19194
91. | Site Electrical Demolition | LS | 1 | 16545.2 | 16545.2 | 20622.8 | 20622.8 | 5694.06 | 5694.06 | 33600 | 33600 | 21835.72 | 21835.72
92. | Pedestals (Installation only, Furnished by Owner) | EA | 79 | 179.5 | 14180.5 | 448.25 | 35411.75 | 476.64 | 37654.56 | 375 | 29625 | 415.36 | 32813.44
93. | Distribution Panels | EA | 6 | 17010 | 102060 | 15829 | 94974 | 16831.85 | 100991.1 | 16560 | 99360 | 18197.17 | 109183.02
94. | Underground Utility Conduits | LF | 3500 | 10.2 | 35700 | 21.51 | 75285 | 14.38 | 50330 | 17 | 59500 | 18.2 | 63700
95. | Utility Transformer Pad & Vault | EA | 6 | 2455 | 14730 | 1864.5 | 11187 | 1982.63 | 11895.78 | 2400 | 14400 | 2594.06 | 15564.36
96. | CT Cabinet | EA | 6 | 4400 | 26400 | 5143.6 | 30861.6 | 5469.47 | 32816.82 | 3800 | 22800 | 4139.19 | 24835.14
97. | Utility Meter Enclosure | EA | 6 | 100 | 600 | 143 | 858 | 152.06 | 912.36 | 275 | 1650 | 304.04 | 1824.24
98. | Underground Pedestal Conduit and Wiring | LF | 4500 | 41.5 | 186750 | 31.82 | 143190 | 35.65 | 160425 | 29 | 130500 | 31.39 | 141255
99. | Underground Electrical Distribution | LF | 800 | 105 | 84000 | 30.65 | 24520 | 32.59 | 26072 | 40 | 32000 | 43.67 | 34936
100. | Communications Conduit | LF | 3600 | 12.2 | 43920 | 13.62 | 49032 | 14.27 | 51372 | 21 | 75600 | 22.42 | 80712
101. | Electric Utility Service Extension | ALLOW | 1 | 60000 | 60000 | 60000 | 60000 | 60000 | 60000 | 60000 | 60000 | 60000 | 60000
102. | Full Depth Subgrade Repair | SY | 300 | 42.5 | 12750 | 20.35 | 6105 | 32.75 | 9825 | 22 | 6600 | 61.73 | 18519
103. | 4” Pavement Underdrain including geotextile fabric and stone | LF | 250 | 9.8 | 2450 | 30.25 | 7562.5 | 5.76 | 1440 | 8 | 2000 | 9.66 | 2415
104. | Owner's Contingency for Gas Line Protection as Required by Transcanada/Columbia Pipeline Group | ALLOW | 1 | 5000 | 5000 | 5000 | 5000 | 5000 | 5000 | 5000 | 5000 | 5000 | 5000
105. | Owner’s Contingency Allowance | ALLOW | 1 | 75000 | 75000 | 75000 | 75000 | 75000 | 75000 | 75000 | 75000 | 75000 | 75000
Total of All Unit Price Bid Items |  |  |  |  | 2328270.9 |  | 2330027.5 |  | 2363359.79 |  | 2444611 |  | 2544995.49
| Total on Bid Form |  |  |  | 2328270 |  | 2329841.78 |  | 2363286.52 |  | 2444611 |  | 2545611.49
| Difference |  |  |  | -0.9 |  | -185.72 |  | -73.27 |  | 0 |  | 616

## CM CG PH2
Charles Mill Lake Campground Phase 2 Unit Bid Price
|  |  |  | Bidder 1 |  | Bidder 2 |  | Bidder 3
Item No. | Description | Unit | Estimated Quantity | Bid Unit Price | Bid Price | Bid Unit Price | Bid Price | Bid Unit Price | Bid Price
1 | Temporary Sediment and Erosion Control | LS | 1 | 10000 | 10000 | 10189 | 10189 | 10000 | 10000
2 | Construction Fence (4' High PVC) | LF | 570 | 5.5 | 3135 | 4.04 | 2302.8 | 1 | 570
3 | Construction Fence (Chain Link) | LF | 3600 | 4 | 14400 | 5.75 | 20700 | 1 | 3600
4 | Concrete Washout Station | EA | 1 | 3000 | 3000 | 1368.5 | 1368.5 | 2000 | 2000
5 | Clearing and Grubbing - Including Tree and Stump Removal | LS | 1 | 53095 | 53095 | 29900 | 29900 | 45000 | 45000
6 | Sawcut Existing Pavement | LF | 665 | 2 | 1330 | 2.3 | 1529.5 | 5 | 3325
7 | Pavement Removal | SY | 690 | 6 | 4140 | 6.94 | 4788.6 | 1 | 690
8 | Pavement Removal (Existing R/V Pads Top) (6") | SY | 3492 | 6 | 20952 | 4.85 | 16936.2 | 1 | 3492
9 | Mill Existing Asphalt Pavement (2") | SY | 3841 | 5 | 19205 | 2.25 | 8642.25 | 5 | 19205
10 | Demo of Pit Toilets | EA | 1 | 5000 | 5000 | 3461.5 | 3461.5 | 5000 | 5000
11 | Site Utility Removal, Capping or Abandoning | LS | 1 | 27000 | 27000 | 49047.5 | 49047.5 | 1000 | 1000
12 | Septic Storage Tank Removal | LS | 5 | 2000 | 10000 | 2300 | 11500 | 500 | 2500
13 | Miscellaneous Site Item Demolition | LS | 1 | 2900 | 2900 | 8579 | 8579 | 2000 | 2000
14 | Owner's Contingency for Gas Line Protection | ALLOW | 1 | 7500 | 7500 | 7500 | 7500 | 7500 | 7500
15 | Topsoil Stripped and Stockpiled | CY | 3506 | 4 | 14024 | 4.81 | 16863.86 | 2 | 7012
16 | Topsoil Replaced | CY | 3506 | 4 | 14024 | 5.66 | 19843.96 | 2 | 7012
17 | Excavation (Cut/Fill) | CY | 5397 | 6 | 32382 | 3.98 | 21480.06 | 2 | 10794
18 | Borrow/Spoils Hauled Off Site | CY | 4065 | 12 | 48780 | 10.56 | 42926.4 | 6 | 24390
19 | Temporary Grading for Pre-Fabricated Showerhouse Installation | LS | 1 | 8000 | 8000 | 1587 | 1587 | 1000 | 1000
20 | Erosion Control Matting | SY | 11000 | 2.25 | 24750 | 1.57 | 17270 | 1.85 | 20350
21 | Item 616 Water for Dust Control | M Gallons | 32 | 50 | 1600 | 141.96 | 4542.72 | 40 | 1280
22 | Item 616 Calcium Chloride for Dust Control | TON | 10 | 600 | 6000 | 250.7 | 2507 | 1300 | 13000
23 | Survey Control Monument | EA | 2 | 700 | 1400 | 592.25 | 1184.5 | 1500 | 3000
24 | Subgrade Preparation | SY | 8342 | 2 | 16684 | 1.91 | 15933.22 | 1 | 8342
25 | ODOT 441 Asphalt Concrete Surface Course, Type 1 (448) - Asphalt Overlay (2") | CY | 205 | 230 | 47150 | 230 | 47150 | 218 | 44690
26 | ODOT 441 Asphalt Concrete Surface Course, Type 1 (448) - Standard Duty Asphalt Pavement (1 1/2") | CY | 64 | 230 | 14720 | 230 | 14720 | 310 | 19840
27 | ODOT 441 Asphalt Concrete Surface Course, Type 1 (448) - Heavy Duty Asphalt Pavement ( 1 1/4") | CY | 11 | 230 | 2530 | 230 | 2530 | 218 | 2398
28 | ODOT 441 Asphalt Concrete Intermediate Course, Type 2 (448) - Standard Duty Pavement (3") | CY | 127 | 210 | 26670 | 212.75 | 27019.25 | 288 | 36576
29 | ODOT 441 Asphalt Concrete Intermediate Course, Type 2 (448) - Heavy Duty Pavement (1 3/4") | CY | 16 | 210 | 3360 | 212.75 | 3404 | 288 | 4608
30 | ODOT 301 Asphalt Concrete Base Course - Heavy Duty Pavement (4") | CY | 38 | 208 | 7904 | 185.15 | 7035.7 | 218 | 8284
31 | ODOT 304 Aggregate Base - Standard Duty Asphalt Pavement (6") | CY | 266 | 50 | 13300 | 52.12 | 13863.92 | 41 | 10906
32 | ODOT 304 Aggregate Base - Heavy Duty Asphalt Pavement (6") | CY | 76 | 50 | 3800 | 60.32 | 4584.32 | 41 | 3116
33 | ODOT 304 Aggregate Base - Standard Duty Concrete Pavement - Restroom Sidewallks / Bike Rack (4") | CY | 48 | 50 | 2400 | 61.48 | 2951.04 | 41 | 1968
34 | ODOT 304 Aggregate Base - Heavy Duty Concrete Pavement - Dumpster Approach (5") | CY | 15 | 50 | 750 | 61.03 | 915.45 | 41 | 615
35 | ODOT 304 Aggregate Base - Heavy Duty Concrete Pavement - Dumpster Pad (6") | CY | 22 | 50 | 1100 | 61.95 | 1362.9 | 41 | 902
36 | Standard Duty Concrete (Reinforced) - Restroom Sidewallks / Bike Rack (4") | SF | 3877 | 6 | 23262 | 6.34 | 24580.18 | 6 | 23262
37 | Heavy Duty Concrete - Dumpster Approach (5") | CY | 15 | 300 | 4500 | 410.17 | 6152.55 | 300 | 4500
38 | Heavy Duty Concrete (Reinforced) - Dumpster Pads (8") | CY | 30 | 375 | 11250 | 279.45 | 8383.5 | 300 | 9000
39 | Pavement Striping | LF | 882 | 3.2 | 2822.4 | 0.92 | 811.44 | 2 | 1764
40 | ADA Pavement Markings | EA | 2 | 150 | 300 | 115 | 230 | 200 | 400
41 | #1 & #2 Aggregate Base - RV Pads (6") | CY | 894 | 68 | 60792 | 53.11 | 47480.34 | 52 | 46488
42 | ODOT 304 Aggregate Base - RV Pads (3") | CY | 447 | 62 | 27714 | 58.35 | 26082.45 | 52 | 23244
43 | #1 & #2 Aggregate Base - Paths / Parking (6") | CY | 63 | 68 | 4284 | 59.77 | 3765.51 | 52 | 3276
44 | ODOT 304 Aggregate Base - Paths / Parking (3") | CY | 31 | 62 | 1922 | 60.4 | 1872.4 | 52 | 1612
45 | Geotextile Fabric Type D (Weed Barrier) for RV Campsites | SY | 5362 | 4 | 21448 | 1 | 5362 | 0.5 | 2681
46 | Surface Repair of Existing Park Roadways – ODOT 441 Asphalt Concrete Surface Course (2”) | CY | 25 | 230 | 5750 | 161 | 4025 | 713 | 17825
47 | Base Repair of Existing Park Roadways – ODOT 441 Asphalt Concrete Surface Course (1.25”) | CY | 25 | 230 | 5750 | 161 | 4025 | 575 | 14375
48 | Base Repair of Existing Park Roadways – ODOT 301 Asphalt Concrete Base Course (4”) | CY | 60 | 226 | 13560 | 201.25 | 12075 | 467 | 28020
49 | Base Repair of Existing Park Roadways – ODOT 304 Aggregate Base (6”) | CY | 80 | 62 | 4960 | 35.8 | 2864 | 41 | 3280
50 | Full Depth Subgrade Repair | SY | 300 | 25 | 7500 | 6.1 | 1830 | 1 | 300
51 | Grading, Pad Preparation, Foundation Installation and Utility Connections for Large CXT Restroom/Shower House Building (4 Unisex Units/Navajo) | EA | 1 | 35000 | 35000 | 40514.5 | 40514.5 | 29000 | 29000
52 | Restroom Renovations Structure and Finishes | LS | 1 | 95000 | 95000 | 278817.5 | 278817.5 | 364000 | 364000
53 | Restroom Renovations Electrical | LS | 1 | 25000 | 25000 | 28336 | 28336 | 31000 | 31000
54 | Restroom Renovations Mechanical and Plumbing | LS | 1 | 59000 | 59000 | 58075 | 58075 | 93000 | 93000
99 | Signage - Wayfinding (Posts & Signage Furnished by Owner, Installed by Contractor) | EA | 16 | 140 | 2240 | 145.19 | 2323.04 | 100 | 1600
100 | Accessible Parking Signs | EA | 2 | 200 | 400 | 166.75 | 333.5 | 100 | 200
101 | Bike Rack - Triple Loop Rack | EA | 3 | 500 | 1500 | 1127 | 3381 | 900 | 2700
102 | Trash Container (Furnished by Owner, Installed by Contractor) | EA | 3 | 500 | 1500 | 103.5 | 310.5 | 200 | 600
103 | Double Dumpster Enclosure - Wood Slat Enclosure for Trash & Recycling | EA | 1 | 7000 | 7000 | 13800 | 13800 | 20000 | 20000
104 | Single Dumpster Enclosure - Wood Slat Enclosure for Trash | EA | 1 | 5000 | 5000 | 9200 | 9200 | 20000 | 20000
105 | Engineered Wood Fiber Safety Surfacing for Play Area | SF | 1300 | 4 | 5200 | 0.96 | 1248 | 1 | 1300
106 | #57 Limestone | CY | 16 | 63 | 1008 | 69.87 | 1117.92 | 41 | 656
107 | 6"x18" Concrete Flush Curb - Play Area | LF | 135 | 20 | 2700 | 40.25 | 5433.75 | 50 | 6750
108 | Play Equipment and Installation | EA | 1 | 26000 | 26000 | 26999.7 | 26999.7 | 18000 | 18000
109 | Concrete Cornhole Set | EA | 2 | 1000 | 2000 | 2587.5 | 5175 | 1000 | 2000
110 | Park Bench - 6' (Furnished by Owner, Installed by Contractor) | EA | 8 | 100 | 800 | 240.07 | 1920.56 | 100 | 800
111 | 6' Concrete Wheelstop | EA | 125 | 70 | 8750 | 69.74 | 8717.5 | 100 | 12500
112 | 8' Concrete Wheelstop | EA | 66 | 98 | 6468 | 118.66 | 7831.56 | 100 | 6600
113 | Rock Mulch Beds - 3" Depth | CY | 316 | 195 | 61620 | 201.25 | 63595 | 203 | 64148
114 | Geotextile Fabric Type D (Weed Barrier) for Rock Mulch Beds | SY | 3788 | 2 | 7576 | 1.73 | 6553.24 | 3 | 11364
115 | Preemergent Herbicide for Rock Mulch Beds | SY | 3788 | 0.12 | 454.56 | 0.12 | 454.56 | 0.5 | 1894
116 | 4" Sanitary Lateral (SDR-35), without premium backfill, complete | LF | 3300 | 40 | 132000 | 24.1 | 79530 | 40 | 132000
117 | 4" Sanitary Lateral (SDR-35), including premium backfill, complete | LF | 300 | 64 | 19200 | 45.85 | 13755 | 60 | 18000
118 | 8" Sanitary Pipe (SDR-35), including native backfill, complete | LF | 2000 | 63 | 126000 | 42.18 | 84360 | 71 | 142000
119 | 8" Sanitary Pipe (SDR-35), including premium backfill, complete | LF | 1000 | 85 | 85000 | 78.86 | 78860 | 138 | 138000
120 | 2" HDPE Forcemain HDD, complete | EA | 1400 | 45 | 63000 | 15.14 | 21196 | 25 | 35000
121 | 48" Sanitary Manhole, complete | EA | 13 | 5000 | 65000 | 4734.29 | 61545.77 | 3600 | 46800
122 | 4"x4" PVC Sanitary Wye, complete | EA | 69 | 15 | 1035 | 12.19 | 841.11 | 100 | 6900
123 | 8"x4" PVC Sanitary Wye, complete | EA | 39 | 35 | 1365 | 53.82 | 2098.98 | 100 | 3900
124 | Gray Water Drain, complete | EA | 3 | 1000 | 3000 | 2124.82 | 6374.46 | 9500 | 28500
125 | Marina Pump out Station with Bollards, complete | EA | 1 | 70000 | 70000 | 6108.8 | 6108.8 | 15000 | 15000
126 | Grinder Pump Station w/ Valve Vault, complete | EA | 2 | 50000 | 100000 | 160610.15 | 321220.3 | 134000 | 268000
127 | Adjust Existing Catch Basin to Grade | EA | 4 | 300 | 1200 | 333.5 | 1334 | 200 | 800
128 | Connect to Existing Catch Basin | EA | 2 | 250 | 500 | 195.5 | 391 | 200 | 400
129 | Catch Basin (ODOT 2-2B) | EA | 7 | 1000 | 7000 | 1181.05 | 8267.35 | 1700 | 11900
130 | ODOT Half Height Headwall | EA | 2 | 500 | 1000 | 1317.33 | 2634.66 | 2300 | 4600
131 | 8" PVC Storm Sewer | LF | 116 | 70 | 8120 | 33.51 | 3887.16 | 70 | 8120
132 | 10" PVC Storm Sewer | LF | 157 | 75 | 11775 | 37.8 | 5934.6 | 76 | 11932
133 | 12" PVC Storm Sewer | LF | 88 | 80 | 7040 | 48.1 | 4232.8 | 76 | 6688
134 | 6" Perforated PVC Storm Sewer for French Drain | LF | 163 | 20 | 3260 | 32.89 | 5361.07 | 45 | 7335
135 | #57 Aggregate for French Drain, Including Geotextile | CY | 19 | 100 | 1900 | 62.47 | 1186.93 | 42 | 798
136 | Contingency Quantity - Connection of Existing Drainage Conduits (4" HDPE Sewer) | LF | 100 | 30 | 3000 | 33.47 | 3347 | 5 | 500
137 | Contingency Quantity - Connection of Existing Drainage Conduits (6" HDPE Sewer) | LF | 100 | 35 | 3500 | 34.69 | 3469 | 5 | 500
138 | Contingency Quantity - Connection of Existing Drainage Conduits (12" HDPE Sewer) | LF | 100 | 90 | 9000 | 38.48 | 3848 | 5 | 500
139 | 4" Pavement Underdrain including Geotextile Fabric and Stone | LF | 53 | 22 | 1166 | 39.8 | 2109.4 | 45 | 2385
140 | Water Services (1" HDPE), complete | LF | 4000 | 32 | 128000 | 25.91 | 103640 | 18 | 72000
141 | 4" HDPE Water Main, HDD, complete | LF | 1800 | 34 | 61200 | 28.77 | 51786 | 40 | 72000
142 | 2" HDPE Water Main, HDD, complete | LF | 2700 | 32 | 86400 | 27.44 | 74088 | 25 | 67500
143 | 4"x4" Tee, complete | EA | 2 | 20 | 40 | 135.7 | 271.4 | 100 | 200
144 | 4"x2" Tee, complete | EA | 3 | 170 | 510 | 272.17 | 816.51 | 45 | 135
145 | 4"x2" Reducer, complete | EA | 2 | 45 | 90 | 208.15 | 416.3 | 40 | 80
146 | 4" Gate Valve & Box, complete | EA | 2 | 900 | 1800 | 635.38 | 1270.76 | 800 | 1600
147 | 4" - 45-degree Bend, complete | EA | 2 | 20 | 40 | 109.83 | 219.66 | 40 | 80
148 | 2" Gate Valve & Box, complete | EA | 12 | 700 | 8400 | 492.59 | 5911.08 | 500 | 6000
149 | 2"x2 Tee, complete | EA | 6 | 8 | 48 | 88.17 | 529.02 | 10 | 60
150 | 2" - 90-degree Bend, complete | EA | 2 | 7 | 14 | 86.25 | 172.5 | 11 | 22
151 | 2" - 22.5-degree Bend, complete | EA | 1 | 20 | 20 | 99.48 | 99.48 | 50 | 50
152 | 2" Plug, complete | EA | 3 | 30 | 90 | 127.08 | 381.24 | 100 | 300
153 | 2"x1" Tee, complete | EA | 9 | 26 | 234 | 147.59 | 1328.31 | 24 | 216
154 | 1" Plug, complete | EA | 2 | 125 | 250 | 76.39 | 152.78 | 74 | 148
155 | Water Tower at Ranger House, complete | EA | 1 | 3900 | 3900 | 3202.75 | 3202.75 | 3000 | 3000
156 | RV Frost Free Hydrant, complete | EA | 9 | 2000 | 18000 | 861.87 | 7756.83 | 1800 | 16200
157 | RV Standard Yard Hydrant, complete | EA | 60 | 1000 | 60000 | 541.46 | 32487.6 | 1000 | 60000
158 | Flush Hydrant, complete | EA | 3 | 22 | 66 | 2459.09 | 7377.27 | 3000 | 9000
159 | Backflow Preventer, complete | EA | 2 | 27 | 54 | 3714.5 | 7429 | 1500 | 3000
160 | Connection to Existing Waterline, complete | EA | 5 | 2000 | 10000 | 310.5 | 1552.5 | 500 | 2500
161 | Existing Electrical Site Demolition | LS | 1 | 20000 | 20000 | 26470.7 | 26470.7 | 2000 | 2000
162 | Pedestals and foundation (pedestal furnished by owner, installed by contractor on contractor installed and provided foundation) | EA | 75 | 500 | 37500 | 431.25 | 32343.75 | 300 | 22500
163 | Distribution Panels | EA | 5 | 14000 | 70000 | 21134.24 | 105671.2 | 1000 | 5000
164 | Underground Utility Conduits | LF | 5200 | 8 | 41600 | 9.2 | 47840 | 15 | 78000
165 | Utility Transformer Pad & Vault | EA | 5 | 3000 | 15000 | 2978.5 | 14892.5 | 10000 | 50000
166 | CT Cabinet | EA | 5 | 2000 | 10000 | 7092.05 | 35460.25 | 2000 | 10000
167 | Utility Meter Enclosure | EA | 5 | 230 | 1150 | 750.95 | 3754.75 | 1000 | 5000
168 | Underground Pedestal Conduit and Wiring | LF | 5000 | 35 | 175000 | 29.46 | 147300 | 40 | 200000
169 | Underground Electrical Distribution | LF | 1000 | 45 | 45000 | 17.07 | 17070 | 10 | 10000
170 | Communications Conduit | LF | 2500 | 12 | 30000 | 14.94 | 37350 | 10 | 25000
171 | Pump Station Electrical | EA | 2 | 19000 | 38000 | 6046.7 | 12093.4 | 20000 | 40000
172 | Electrical Utility Service Extension Allowance | ALLOW | 1 | 30000 | 30000 | 30000 | 30000 | 30000 | 30000
173 | Shade Trees (3" Cal.) | EA | 104 | 450 | 46800 | 517.5 | 53820 | 555 | 57720
174 | Shrubs | EA | 604 | 65 | 39260 | 69 | 41676 | 79 | 47716
175 | Ornamental Grass and Perennial Mass | EA | 193 | 30 | 5790 | 28.75 | 5548.75 | 20 | 3860
176 | Fine Grading and Lawn Seeding | SY | 17500 | 1 | 17500 | 1.65 | 28875 | 1.25 | 21875
177 | Owner's Contingency Allowance | ALLOW | 1 | 75000 | 75000 | 75000 | 75000 | 75000 | 75000
178 | ODOT 407 Tack Coat - Milled Surface | GAL | 288 | 6 | 1728 | 3.45 | 993.6 | 3 | 864
179 | ODOT 407 Tack Coat - Standard Duty Asphalt | GAL | 114 | 10 | 1140 | 3.45 | 393.3 | 3 | 342
180 | ODOT 407 Tack Coat - Heavy Duty Asphalt | GAL | 25 | 12 | 300 | 3.45 | 86.25 | 3 | 75
181 | Pavement Restoration to Repair Trench Cuts, complete | SY | 240 | 50 | 12000 | 50.8 | 12192 | 50 | 12000
Total of All Unit Price Bid Items |  |  |  |  | 2839000.96 |  | 2911411.18 |  | 3105705
ALTERNATE #1 UNIT PRICE BID SCHEDULE
Item | Description | Unit | Estimated | Bid Unit | Bid Price | Bid Unit | Bid Price | Bid Unit | Bid Price
No. |  |  | Quantity | Price |  | Price
1-1 | ADD: Pavement Removal | SY | 3841 | 8 | 30728 | 3.11 | 11945.51 | 5 | 19205
1-2 | ADD: Excavation (Cut/Fill) (Additional 1.5" Depth) | CY | 173 | 10 | 1730 | 6.19 | 1070.87 | 10 | 1730
1-3 | ADD: Subgrade Preparation | SY | 4163 | 2 | 8326 | 1.38 | 5744.94 | 5 | 20815
1-4 | ADD: ODOT 441 Asphalt Concrete Surface Course, Type 1 (448) - Heavy Duty Asphalt Pavement (1 1/4") | CY | 128 | 210 | 26880 | 220.8 | 28262.4 | 241 | 30848
1-5 | ADD: ODOT 441 Asphalt Concrete Intermediate Course, Type 2 (448) - Heavy Duty Pavement (1 3/4") | CY | 186 | 188 | 34968 | 205.85 | 38288.1 | 216 | 40176
1-6 | ADD: ODOT 301 Asphalt Concrete Base Course - Heavy Duty Pavement (4") | CY | 458 | 186 | 85188 | 188.6 | 86378.8 | 213 | 97554
1-7 | ADD: ODOT 304 Aggregate Base - Heavy Duty Asphalt Pavement (6") | CY | 694 | 40 | 27760 | 56.55 | 39245.7 | 54 | 37476
1-8 | ADD: Asphalt Tack Coat - Heavy Duty Asphalt | GAL | 288 | 6 | 1728 | 3.45 | 993.6 | 7 | 2016
1-9 | DEDUCT: Sawcut Existing Pavement | LF | 509 | 2 | 1018 | 2.3 | 1170.7 | 5 | 2545
1-10 | DEDUCT: Mill Existing Asphalt Pavement (2") | SY | 3841 | 4.6 | 17668.6 | 2.25 | 8642.25 | 5 | 19205
1-11 | DEDUCT: ODOT 441 Asphalt Concrete Surface Course, Type 1 (448) - Asphalt Overlay (2") | CY | 205 | 210 | 43050 | 230 | 47150 | 218 | 44690
1-12 | DEDUCT: Asphalt Tack Coat - Milled Surface | GAL | 288 | 6 | 1728 | 3.45 | 993.6 | 3 | 864
1-13 | DEDUCT: Pavement Restoration to Repair Trench Cuts, complete | SY | 240 | 50 | 12000 | 50.8 | 12192 | 50 | 12000
| A. Alternate #1: Full Depth Pavement Replacement of Existing Drives in lieu of Milling and Asphalt Overlay |  |  |  | 141843.4 |  | 141781.37 |  | 170516
|  | Total Base Bid and Alternate #1 |  |  | 2980844.36 |  | 3053192.55 |  | 3276221

## CM CG PH 3
Charles Mill Lake Campground Phase 3 Unit Bid Price
|  |  |  | Bidder 1 |  | Bidder 2 |  | Bidder 3 |  | Bidder 4 |  | Bidder 5 |  | Bidder 6
Item No. | Description | Unit | Quantity | Unit Cost | Item Cost | Unit Cost | Item Cost | Unit Cost | Item Cost | Unit Cost | Item Cost | Unit Cost | Item Cost | Unit Cost | Item Cost
1 | Temporary Sediment and Erosion Control | LS | 1 | 9700 | 9700 | 21264 | 21264 | 11360.7 | 11360.7 | 37183.6 | 37183.6 | 12000 | 12000 | 30000 | 30000
2 | Construction Fence (4' High PVC) | LF | 145 | 5 | 725 | 9 | 1305 | 4.36 | 632.2 | 10.2 | 1479 | 6 | 870 | 6.5 | 942.5
3 | Construction Fence (Chain Link) | LF | 2115 | 5.35 | 11315.25 | 6.25 | 13218.75 | 6.78 | 14339.7 | 9.9 | 20938.5 | 8 | 16920 | 7 | 14805
4 | Tree Protection, As Field Directed by Owner | LS | 1 | 1000 | 1000 | 790 | 790 | 1193.4 | 1193.4 | 4624.4 | 4624.4 | 2000 | 2000 | 2500 | 2500
5 | Concrete Washout Station | EA | 1 | 3000 | 3000 | 3970 | 3970 | 1556.1 | 1556.1 | 1051.3 | 1051.3 | 1400 | 1400 | 1800 | 1800
6 | Clearing and Grubbing - Including Tree and Stump Removal | LS | 1 | 89900 | 89900 | 78000 | 78000 | 42120 | 42120 | 133997.1 | 133997.1 | 30000 | 30000 | 40000 | 40000
7 | Sawcut Existing Pavement | LF | 318 | 3 | 954 | 9.5 | 3021 | 3.02 | 960.36 | 3.3 | 1049.4 | 4 | 1272 | 1.5 | 477
8 | Pavement Removal | SY | 4410 | 10 | 44100 | 5.2 | 22932 | 3.68 | 16228.8 | 3.5 | 15435 | 6 | 26460 | 6 | 26460
9 | Pavement Removal (Existing R/V Pads Top) (6") | SY | 994 | 10 | 9940 | 7.25 | 7206.5 | 7.96 | 7912.24 | 18.6 | 18488.4 | 6 | 5964 | 5 | 4970
10 | Site Utility & Septic Removal, Capping or Abandoning | LS | 1 | 5000 | 5000 | 39319 | 39319 | 5651.1 | 5651.1 | 7573.6 | 7573.6 | 36000 | 36000 | 11000 | 11000
11 | Miscellaneous Site Item Demolition | LS | 1 | 5000 | 5000 | 38886 | 38886 | 11676.6 | 11676.6 | 19189.3 | 19189.3 | 2600 | 2600 | 20000 | 20000
12 | Topsoil Stripped and Stockpiled | LS | 1 | 20000 | 20000 | 27712 | 27712 | 15561 | 15561 | 43508.6 | 43508.6 | 27000 | 27000 | 1000 | 1000
13 | Topsoil Replaced | LS | 1 | 20000 | 20000 | 25132 | 25132 | 49795.2 | 49795.2 | 42483.7 | 42483.7 | 18000 | 18000 | 68500 | 68500
14 | Excavation (Cut/Fill) | LS | 1 | 76179 | 76179 | 121435 | 121435 | 38142 | 38142 | 62386.5 | 62386.5 | 75000 | 75000 | 48000 | 48000
15 | Borrow/Spoils Hauled Off Site | LS | 1 | 3700 | 3700 | 110080 | 110080 | 79817.4 | 79817.4 | 13094.4 | 13094.4 | 21000 | 21000 | 250000 | 250000
16 | Excess Pavement Materials Hauled Offsite | LS | 1 | 4000 | 4000 | 27140 | 27140 | 5616 | 5616 | 19111.6 | 19111.6 | 5000 | 5000 | 2000 | 2000
17 | Erosion Control Matting | SY | 5500 | 1.5 | 8250 | 1.3 | 7150 | 1.41 | 7755 | 8.3 | 45650 | 2 | 11000 | 1.2 | 6600
18 | Item 616 Water for Dust Control | M Gallons | 32 | 50 | 1600 | 4 | 128 | 164.54 | 5265.28 | 25.6 | 819.2 | 95 | 3040 | 95 | 3040
19 | Item 616 Calcium Chloride for Dust Control | TON | 5 | 450 | 2250 | 78 | 390 | 1371.24 | 6856.2 | 661.2 | 3306 | 600 | 3000 | 1600 | 8000
20 | Survey Control Monument | EA | 2 | 1000 | 2000 | 900 | 1800 | 1240.2 | 2480.4 | 1134 | 2268 | 900 | 1800 | 850 | 1700
21 | Subgrade Preparation | SY | 14771 | 2 | 29542 | 1.06 | 15657.26 | 0.64 | 9453.44 | 2.1 | 31019.1 | 1 | 14771 | 2 | 29542
22 | ODOT 407 Tack Coat - Standard Duty Asphalt | GAL | 40 | 2 | 80 | 5.5 | 220 | 3.51 | 140.4 | 2.2 | 88 | 4 | 160 | 3 | 120
23 | ODOT 407 Tack Coat - Heavy Duty Asphalt | GAL | 448 | 2 | 896 | 4.4 | 1971.2 | 3.51 | 1572.48 | 2.2 | 985.6 | 4 | 1792 | 3 | 1344
24 | ODOT 441 Asphalt Concrete Surface Course, Type 1 (448) - Prefabricated Restroom Parking Lot Overlay (1-1/2") | CY | 27 | 165 | 4455 | 183 | 4941 | 193.05 | 5212.35 | 413.3 | 11159.1 | 200 | 5400 | 165 | 4455
25 | ODOT 441 Asphalt Concrete Surface Course, Type 1 (448) - Heavy Duty Asphalt (1-1/4") | CY | 207 | 165 | 34155 | 183 | 37881 | 193.05 | 39961.35 | 352.7 | 73008.9 | 200 | 41400 | 165 | 34155
26 | ODOT 441 Asphalt Concrete Surface Course, Type 1 (448) - Standard Duty Asphalt (1-1/2") | CY | 22 | 165 | 3630 | 183 | 4026 | 193.05 | 4247.1 | 352.7 | 7759.4 | 200 | 4400 | 165 | 3630
27 | ODOT 441 Asphalt Concrete Intermediate Course Type 2 (448) - Heavy Duty Pavement (1-3/4") | CY | 299 | 160 | 47840 | 177 | 52923 | 187.2 | 55972.8 | 242.4 | 72477.6 | 195 | 58305 | 160 | 47840
28 | ODOT 441 Asphalt Concrete Intermediate Course Type 2 (448) - Standard Duty Pavement (3") | CY | 45 | 160 | 7200 | 178 | 8010 | 187.2 | 8424 | 242.4 | 10908 | 195 | 8775 | 160 | 7200
29 | ODOT 301 Asphalt Concrete Base - Heavy Duty Pavement (4") | CY | 695 | 155 | 107725 | 172 | 119540 | 181.35 | 126038.25 | 220.4 | 153178 | 195 | 135525 | 155 | 107725
30 | ODOT 304 Aggregate Base - Heavy Duty Asphalt Pavement (6") | CY | 1053 | 45 | 47385 | 52.6 | 55387.8 | 61.43 | 64685.79 | 55.8 | 58757.4 | 60 | 63180 | 69 | 72657
31 | ODOT 304 Aggregate Base - Standard Duty Asphalt Pavement (6") | CY | 96 | 45 | 4320 | 70 | 6720 | 63.01 | 6048.96 | 73.7 | 7075.2 | 60 | 5760 | 70 | 6720
32 | ODOT 304 Aggregate Base - Standard Duty Concrete Pavement - Sidewalks (4") | CY | 51 | 50 | 2550 | 68 | 3468 | 60.39 | 3079.89 | 105.5 | 5380.5 | 60 | 3060 | 98 | 4998
33 | ODOT 304 Aggregate Base - RV Pads & Aprons (4") | CY | 721 | 50 | 36050 | 90 | 64890 | 70.95 | 51154.95 | 76.2 | 54940.2 | 60 | 43260 | 95 | 68495
34 | ODOT 304 Limestone - Aggregate Paths (8") | CY | 71 | 45 | 3195 | 82 | 5822 | 55.67 | 3952.57 | 87.6 | 6219.6 | 60 | 4260 | 92 | 6532
35 | ODOT 304 Limestone - Dumpster Pads (6") | CY | 8 | 45 | 360 | 202 | 1616 | 54.7 | 437.6 | 223.7 | 1789.6 | 60 | 480 | 125 | 1000
36 | ODOT 452 Non-Reinforced Concrete Pavement-Class QC1-RV Pads and AprOns-5" | SY | 6560 | 50 | 328000 | 36.4 | 238784 | 43.18 | 283260.8 | 43.2 | 283392 | 49 | 321440 | 46 | 301760
37 | ODOR 451 Reinforced Concrete Pavement - Dumpster Pads (8") | SY | 50 | 90 | 4500 | 90 | 4500 | 67.86 | 3393 | 109.1 | 5455 | 385 | 19250 | 250 | 12500
38 | ODOT 451 Reinforced Concrete - Standard Duty Pavement - Sidewalks (4") | SY | 463 | 48 | 22224 | 52 | 24076 | 49.14 | 22751.82 | 53 | 24539 | 95 | 43985 | 65 | 30095
39 | ODOT 411 Aggregate Roadway Shoulder - 3" | CY | 71 | 70 | 4970 | 94 | 6674 | 81.9 | 5814.9 | 77.7 | 5516.7 | 95 | 6745 | 70 | 4970
40 | #57 Bedding for Play Surface | CY | 19 | 50 | 950 | 130 | 2470 | 55.06 | 1046.14 | 77.9 | 1480.1 | 95 | 1805 | 130 | 2470
41 | Engineered Wood Fiber Safety Surface for Playing Area | SY | 171 | 20 | 3420 | 18.5 | 3163.5 | 19.16 | 3276.36 | 58 | 9918 | 11 | 1881 | 20.5 | 3505.5
42 | 6"x18" Concrete Flush Curb - Play Surface | LF | 148 | 20 | 2960 | 50 | 7400 | 36.21 | 5359.08 | 38.6 | 5712.8 | 72 | 10656 | 46 | 6808
43 | ADA Pavement Markings | EA | 2 | 150 | 300 | 221 | 442 | 128.7 | 257.4 | 330.6 | 661.2 | 235 | 470 | 90 | 180
44 | Pavement Striping | LF | 540 | 1 | 540 | 2.75 | 1485 | 0.94 | 507.6 | 5.5 | 2970 | 11 | 5940 | 0.85 | 459
45 | Pavement Transverse Striping | LF | 300 | 2.4 | 720 | 2.75 | 825 | 1 | 300 | 5.5 | 1650 | 50 | 15000 | 0.85 | 255
46 | Surface Repair of Existing Park Roadways – ODOT 441 Asphalt Concrete Surface Course (2”) | CY | 12 | 165 | 1980 | 183 | 2196 | 193.05 | 2316.6 | 771.4 | 9256.8 | 220 | 2640 | 165 | 1980
47 | Base Repair of Existing Park Roadways – ODOT 441 Asphalt Concrete Surface Course (1.25”) | CY | 9 | 165 | 1485 | 183 | 1647 | 193.05 | 1737.45 | 529 | 4761 | 260 | 2340 | 165 | 1485
48 | Base Repair of Existing Park Roadways – ODOT 301 Asphalt Concrete Base Course (4”) | CY | 28 | 155 | 4340 | 172 | 4816 | 181.35 | 5077.8 | 330.6 | 9256.8 | 230 | 6440 | 155 | 4340
49 | Base Repair of Existing Park Roadways – ODOT 304 Aggregate Base (6”) | CY | 42 | 45 | 1890 | 68 | 2856 | 70.93 | 2979.06 | 106.4 | 4468.8 | 75 | 3150 | 180 | 7560
50 | Full Depth Subgrade Repair | SY | 200 | 60 | 12000 | 61 | 12200 | 19.19 | 3838 | 49.1 | 9820 | 60 | 12000 | 60 | 12000
51 | ROMTEC Prefabricated Restroom/Shower Building Installer Cost - Building Structure & Finishes | LS | 1 | 286625 | 286625 | 102500 | 102500 | 226891.08 | 226891.08 | 6323.8 | 6323.8 | 175000 | 175000 | 190000 | 190000
52 | ROMTEC Prefabricated Restroom/Shower Building Installer Cost - Electrical | LS | 1 | 11050 | 11050 | 8866 | 8866 | 12928.5 | 12928.5 | 12177.5 | 12177.5 | 14000 | 14000 | 15000 | 15000
53 | ROMTEC Prefabricated Restroom/Shower Building Installer Cost - Plumbing | LS | 1 | 52500 | 52500 | 37684 | 37684 | 46514.52 | 46514.52 | 5834.8 | 5834.8 | 25000 | 25000 | 45000 | 45000
54 | ROMTEC Prefabricated Restroom/Shower Building Installer Cost - HVAC | LS | 1 | 2750 | 2750 | 8312 | 8312 | 10120.5 | 10120.5 | 3030.6 | 3030.6 | 15000 | 15000 | 20000 | 20000
55 | Grading, Pad Preparation, Foundation Installation and Utility Connections for Large CXT Restroom/Shower House Building (4 Unisex Units/Navajo) | LS | 1 | 15560 | 15560 | 27966 | 27966 | 33380.1 | 33380.1 | 17346.5 | 17346.5 | 74000 | 74000 | 60000 | 60000
56 | Accessible Parking Signs | EA | 2 | 175 | 350 | 204 | 408 | 239.85 | 479.7 | 82.7 | 165.4 | 350 | 700 | 500 | 1000
57 | Directional Signs | EA | 12 | 185 | 2220 | 204 | 2448 | 280.8 | 3369.6 | 165.3 | 1983.6 | 350 | 4200 | 500 | 6000
58 | Bike Rack - Triple Loop Rack | EA | 2 | 2278 | 4556 | 1297 | 2594 | 854.1 | 1708.2 | 1676.8 | 3353.6 | 15 | 30 | 1500 | 3000
59 | Trash Container (Furnished by Owner, Installed by Contractor) | EA | 6 | 500 | 3000 | 168 | 1008 | 357.83 | 2146.98 | 94 | 564 | 420 | 2520 | 200 | 1200
60 | Single Dumpster Enclosure - Wood Slat Enclosure for Trash & Recycling | EA | 1 | 9000 | 9000 | 10516 | 10516 | 15139.8 | 15139.8 | 22639.3 | 22639.3 | 24500 | 24500 | 15000 | 15000
61 | Park Bench - 6' (Furnished by Owner, Installed by Contractor) | EA | 6 | 500 | 3000 | 224 | 1344 | 257.4 | 1544.4 | 209.8 | 1258.8 | 145 | 870 | 450 | 2700
62 | 6' Concrete Wheelstop | EA | 31 | 75 | 2325 | 122 | 3782 | 107.38 | 3328.78 | 256.3 | 7945.3 | 80 | 2480 | 125 | 3875
63 | 8' Concrete Wheelstop | EA | 102 | 91 | 9282 | 127 | 12954 | 143.33 | 14619.66 | 327.3 | 33384.6 | 120 | 12240 | 150 | 15300
64 | Concrete Dock Abutment | EA | 3 | 3400 | 10200 | 4024 | 12072 | 2545.14 | 7635.42 | 4598.3 | 13794.9 | 12000 | 36000 | 10000 | 30000
65 | Play Equipment and Installation | EA | 1 | 23900 | 23900 | 30700 | 30700 | 30166.11 | 30166.11 | 31498.7 | 31498.7 | 33000 | 33000 | 25000 | 25000
66 | 8" Sanitary Pipe (SDR-35), including bedding & native backfill, complete | LF | 860 | 65 | 55900 | 40 | 34400 | 48.92 | 42071.2 | 50.1 | 43086 | 38 | 32680 | 65 | 55900
67 | 8" Sanitary Pipe (SDR-35), including bedding & premium backfill, complete | LF | 775 | 82 | 63550 | 82 | 63550 | 85.31 | 66115.25 | 95.2 | 73780 | 65 | 50375 | 85 | 65875
68 | 6" Sanitary Pipe (SDR-35), including bedding & premium backfill, complete | LF | 215 | 72 | 15480 | 100 | 21500 | 91.63 | 19700.45 | 84.5 | 18167.5 | 65 | 13975 | 80 | 17200
69 | 4" Sanitary Lateral (SDR-35), including bedding & native backfill complete | LF | 1740 | 58 | 100920 | 48 | 83520 | 63.82 | 111046.8 | 39.1 | 68034 | 40 | 69600 | 50 | 87000
70 | 4" Sanitary Lateral (SDR-35), including bedding & premier backfill, complete | LF | 260 | 71 | 18460 | 80 | 20800 | 64.12 | 16671.2 | 74.4 | 19344 | 45 | 11700 | 115 | 29900
71 | 1.5" HDPE Forcemain HDD, complete | EA | 300 | 52 | 15600 | 25 | 7500 | 18.75 | 5625 | 28.4 | 8520 | 30 | 9000 | 18 | 5400
72 | 48" Sanitary Manhole, complete | EA | 11 | 2750 | 30250 | 3300 | 36300 | 4030.96 | 44340.56 | 2803.3 | 30836.3 | 4000 | 44000 | 5000 | 55000
73 | 48" Sanitary Drop Manhole, complete | EA | 2 | 3400 | 6800 | 4650 | 9300 | 5828.66 | 11657.32 | 5020.1 | 10040.2 | 5000 | 10000 | 8000 | 16000
74 | Two-way Cleanout, complete | EA | 1 | 750 | 750 | 350 | 350 | 298.35 | 298.35 | 425.4 | 425.4 | 660 | 660 | 500 | 500
75 | 4"x4" PVC Sanitary Wye, complete | EA | 3 | 25 | 75 | 75 | 225 | 90.48 | 271.44 | 50.3 | 150.9 | 70 | 210 | 135 | 405
76 | 6"x6" PVC Sanitary Wye, complete | EA | 1 | 35 | 35 | 170 | 170 | 129.87 | 129.87 | 86.8 | 86.8 | 70 | 70 | 170 | 170
77 | 8"x4" PVC Sanitary Wye, complete | EA | 29 | 40 | 1160 | 90 | 2610 | 145.87 | 4230.23 | 95 | 2755 | 80 | 2320 | 175 | 5075
78 | Grinder Pump Station w/ Valve Vault & SCADA, complete | EA | 1 | 75000 | 75000 | 89000 | 89000 | 90967.5 | 90967.5 | 82448.7 | 82448.7 | 112000 | 112000 | 95000 | 95000
79 | Catch Basin (ODOT 2-2B) | EA | 18 | 1000 | 18000 | 1100 | 19800 | 1456.33 | 26213.94 | 1885.6 | 33940.8 | 1450 | 26100 | 2200 | 39600
80 | 8" PVC Storm Sewer | LF | 36 | 50 | 1800 | 50 | 1800 | 44.5 | 1602 | 29.5 | 1062 | 50 | 1800 | 45 | 1620
81 | 10" PVC Storm Sewer | LF | 462 | 60 | 27720 | 34 | 15708 | 40.32 | 18627.84 | 37.6 | 17371.2 | 40 | 18480 | 46 | 21252
82 | 12" PVC Storm Sewer | LF | 395 | 75 | 29625 | 38 | 15010 | 47.09 | 18600.55 | 38.7 | 15286.5 | 35 | 13825 | 47 | 18565
83 | 15" PVC Storm Sewer | LF | 56 | 80 | 4480 | 40 | 2240 | 47.22 | 2644.32 | 43.7 | 2447.2 | 35 | 1960 | 51 | 2856
84 | French Drain, Including Stone & 4" Underdrain & Fabric | LF | 900 | 18 | 16200 | 30 | 27000 | 16.92 | 15228 | 19.1 | 17190 | 35 | 31500 | 30 | 27000
85 | 4" Underdrain Beneath Aggregate Trail | LF | 250 | 10 | 2500 | 30 | 7500 | 17.89 | 4472.5 | 23.2 | 5800 | 35 | 8750 | 30 | 7500
86 | ODOT Stacked Stone Half Height Headwall | EA | 4 | 2000 | 8000 | 850 | 3400 | 1377.68 | 5510.72 | 1330.7 | 5322.8 | 900 | 3600 | 2100 | 8400
87 | Headwall Rip Rap | EA | 4 | 1000 | 4000 | 700 | 2800 | 429.98 | 1719.92 | 519.3 | 2077.2 | 900 | 3600 | 500 | 2000
88 | Water Services (1" HDPE), complete | LF | 1850 | 52 | 96200 | 60 | 111000 | 60.52 | 111962 | 52.1 | 96385 | 45 | 83250 | 85 | 157250
89 | 2" HDPE Water Main, HDD, complete | LF | 2070 | 46 | 95220 | 32 | 66240 | 31.69 | 65598.3 | 24.2 | 50094 | 45 | 93150 | 18 | 37260
90 | 2" Gate Valve & Box, complete | EA | 7 | 500 | 3500 | 1100 | 7700 | 796.15 | 5573.05 | 715.8 | 5010.6 | 1300 | 9100 | 1700 | 11900
91 | 2"x2 Tee, complete | EA | 6 | 10 | 60 | 300 | 1800 | 42.49 | 254.94 | 13.7 | 82.2 | 550 | 3300 | 100 | 600
92 | Flush Hydrant, complete | EA | 1 | 5000 | 5000 | 4500 | 4500 | 2876.99 | 2876.99 | 3210.6 | 3210.6 | 2400 | 2400 | 4500 | 4500
93 | Yard Hydrant, complete | EA | 2 | 2900 | 5800 | 2400 | 4800 | 2954.25 | 5908.5 | 3006.3 | 6012.6 | 1200 | 2400 | 1800 | 3600
94 | Connection to Existing Waterline, complete | EA | 3 | 1000 | 3000 | 2500 | 7500 | 429.39 | 1288.17 | 773.6 | 2320.8 | 900 | 2700 | 600 | 1800
95 |  |  |  |  | 0 |  | 0 |  | 0 | 37.5 | 0 |  | 0 |  | 0
96 |  |  |  |  | 0 |  | 0 |  | 0 | 5513.5 | 0 |  | 0 |  | 0
97 |  |  |  |  | 0 |  | 0 |  | 0 | 5513.5 | 0 |  | 0 |  | 0
98 | Existing Site Elecrical Demolition | LS | 1 | 13650 | 13650 | 7315 | 7315 | 15970.5 | 15970.5 | 15042.9 | 15042.9 | 16000 | 16000 | 15000 | 15000
99 | Pedestals (Installation only, Furnished by Owner) | EA | 51 | 410 | 20910 | 918 | 46818 | 480.62 | 24511.62 | 451.8 | 23041.8 | 500 | 25500 | 410 | 20910
100 | Distribution Panels | EA | 3 | 18350 | 55050 | 23262 | 69786 | 21469.5 | 64408.5 | 20222.4 | 60667.2 | 22000 | 66000 | 18350 | 55050
101 | Underground Utility Conduits | LF | 3200 | 8.21 | 26272 | 13.68 | 43776 | 9.61 | 30752 | 9 | 28800 | 10 | 32000 | 8.21 | 26272
102 | Utility Transformer Pad & Vault | EA | 3 | 2750 | 8250 | 2643 | 7929 | 3217.5 | 9652.5 | 3030.6 | 9091.8 | 3300 | 9900 | 2750 | 8250
103 | CT Cabinet | EA | 3 | 3925 | 11775 | 6378 | 19134 | 4592.25 | 13776.75 | 4325.5 | 12976.5 | 4500 | 13500 | 3925 | 11775
104 | Utility Meter Enclosure | EA | 3 | 150 | 450 | 775 | 2325 | 175.5 | 526.5 | 165.3 | 495.9 | 180 | 540 | 150 | 450
105 | Underground Pedestal Conduit and Wiring | LF | 5000 | 34.3 | 171500 | 28.8 | 144000 | 40.14 | 200700 | 37.8 | 189000 | 42 | 210000 | 34.3 | 171500
106 | Underground Electrical Distribution | LF | 1000 | 35 | 35000 | 16 | 16000 | 3.51 | 3510 | 38.6 | 38600 | 42 | 42000 | 35 | 35000
107 | Dock Parking Lighting | LS | 1 | 29000 | 29000 | 23166 | 23166 | 33930 | 33930 | 31959.2 | 31959.2 | 35000 | 35000 | 29000 | 29000
108 | Pump Station Electrical | LS | 1 | 9317 | 9317 | 13854 | 13854 | 10900.89 | 10900.89 | 10267.7 | 10267.7 | 12000 | 12000 | 9317 | 9317
109 | Pump Station SCADA | LS | 1 | 18215 | 18215 | 20227 | 20227 | 21311.55 | 21311.55 | 20112.2 | 20112.2 | 23000 | 23000 | 30000 | 30000
110 | Communications Conduit | LF | 1400 | 11.48 | 16072 | 14.7 | 20580 | 13.44 | 18816 | 12.7 | 17780 | 15 | 21000 | 11.48 | 16072
111 | Communications Pull Boxes | EA | 3 | 1167 | 3501 | 1435 | 4305 | 1365.39 | 4096.17 | 1286.1 | 3858.3 | 1500 | 4500 | 1167 | 3501
112 | Pre-Fabricated CXT Restroom Shower House Feeder | LS | 1 | 7050 | 7050 | 6650 | 6650 | 8248.5 | 8248.5 | 7769.4 | 7769.4 | 8500 | 8500 | 7050 | 7050
113 | Shade Trees (2.5" Cal.) | EA | 29 | 445 | 12905 | 499 | 14471 | 526.5 | 15268.5 | 615.2 | 17840.8 | 550 | 15950 | 450 | 13050
114 | Shrubs | EA | 73 | 65 | 4745 | 67 | 4891 | 70.2 | 5124.6 | 152.77 | 11152.21 | 75 | 5475 | 60 | 4380
115 | Ornamental Grass and Perennial Mass | EA | 323 | 25 | 8075 | 28 | 9044 | 29.25 | 9447.75 | 108.1 | 34916.3 | 30 | 9690 | 25 | 8075
116 | Fine Grading and Slope Seeding | SY | 5500 | 1 | 5500 | 1.11 | 6105 | 1.17 | 6435 | 3.2 | 17600 | 2 | 11000 | 1 | 5500
117 | Fine Grading and Lawn Seeding | SY | 10830 | 1 | 10830 | 1.1 | 11913 | 1.12 | 12129.6 | 3.3 | 35739 | 2 | 21660 | 0.95 | 10288.5
118 | Campsite Landscaping (1 Shade Tree and 6 Shrubs) | EA | 51 | 800 | 40800 | 887 | 45237 | 936 | 47736 | 1574.8 | 80314.8 | 1000 | 51000 | 800 | 40800
119 | Rock Mulch Beds - 3" Depth | CY | 263 | 200 | 52600 | 189 | 49707 | 198.9 | 52310.7 | 166.7 | 43842.1 | 200 | 52600 | 170 | 44710
120 | Geotextile Fabric Type D (Weed Barrier) for Rock Mulch Beds | SY | 3150 | 1.5 | 4725 | 1.66 | 5229 | 1.76 | 5544 | 2.1 | 6615 | 2 | 6300 | 1.5 | 4725
121 | Preemergent Herbicide for Rock Mulch Beds | SY | 3150 | 0.2 | 630 | 0.15 | 472.5 | 0.12 | 378 | 1.5 | 4725 | 0.5 | 1575 | 0.1 | 315
122 | Owner's Contingency Allowance | Allow | 1 | 25000 | 25000 | 25000 | 25000 | 25000 | 25000 | 25000 | 25000 | 25000 | 25000 | 25000 | 25000
123 | Owner's Contingency for Gas Line Protection | Allow | 1 | 7500 | 7500 | 7500 | 7500 | 7500 | 7500 | 7500 | 7500 | 7500 | 7500 | 7500 | 7500
124 | Electrical Utiliy Service Extension Allowance | Allow | 1 | 20000 | 20000 | 20000 | 20000 | 20000 | 20000 | 20000 | 20000 | 20000 | 20000 | 20000 | 20000
Total of All Unit Price Bid Items |  |  |  |  | 2799000.25 |  | 2824098.51 |  | 2826383.51 |  | 2924539.81 |  | 2973831 |  | 3164268.5
Alternate #1
Alt 1-1 | 2" Asphalt Planning | SY | 930 | 15 | 13950 | 16.63 | 15465.9 | 17.25 | 16042.5 | 15.5 | 14415 | 20 | 18600 | 15 | 13950
Alt 1-2 | 2" ODOT 441 Asphalt Concrete Surface Course, Type 1 (448) overlay 2" | CY | 6 | 165 | 990 | 183 | 1098 | 189.75 | 1138.5 | 591 | 3546 | 235 | 1410 | 165 | 990
Alt 1-3 | Partial depth base repairs of existing asphalt pavement adjacent to park office | SY | 150 | 110 | 16500 | 13 | 1950 | 34.5 | 5175 | 125 | 18750 | 75 | 11250 | 100 | 15000
Alt 1-4 | Full Depth asphalt pavement removal | SY | 23 | 113 | 2599 | 34 | 782 | 46.5 | 1069.5 | 128 | 2944 | 250 | 5750 | 38 | 874
Alt 1-5 | ODOT 441 Asphalt concrete surface course, Type 1 (448) Heavy Duty Asphalt (1-1/4") | CY | 1 | 165 | 165 | 183 | 183 | 189.75 | 189.75 | 637 | 637 | 265 | 265 | 165 | 165
Alt 1-6 | ODOT 441 Asphalt concrete intermediate course Type 2 (448)- Heavy Duty Pavement (1-3/4") | CY | 2 | 160 | 320 | 178 | 356 | 184 | 368 | 606 | 1212 | 265 | 530 | 160 | 320
Alt 1-7 | ODOT 301 Asphalt Concrete Base- Heavy Duty Pavement (4") | CY | 3 | 155 | 465 | 178 | 534 | 178.25 | 534.75 | 696 | 2088 | 265 | 795 | 155 | 465
Alt 1-8 | ODOT 304 Aggregate Base- Heavy Duty Asphalt Pavement (6") | CY | 4 | 80 | 320 | 200 | 800 | 84.53 | 338.12 | 413 | 1652 | 180 | 720 | 260 | 1040
Total for Alternate #1 (Addition) |  |  |  |  | 35309 |  | 21168.9 |  | 24856.12 |  | 45244 |  | 39320 |  | 32804

## LE Launch Ramp
Leesville South Fork Launch Ramp
Bid Tabulation
2016-10-03
[5 empty] | Bidder 1 |  | Bidder 2 |  | Bidder 3 |  | Bidder 4 |  | Bidder 5
|  | Item | Qty | unit | unit price | total | unit price | total | unit price | total | unit price | total | unit price | total
1 |  | Site Prep | 1 | LS | 14000 | 14000 | 4000 | 4000 | 5000 | 5000 | 5000 | 5000 | 1000 | 1000
2 | 201 | Clearing and Grubbing | 1 | LS | 2771 | 2771 | 4500 | 4500 | 8500 | 8500 | 1500 | 1500 | 19500 | 19500
3 |  | Silt Fence | 100 | LF | 2.5 | 250 | 8.33 | 833 | 3 | 300 | 3.25 | 325 | 2 | 200
4 |  | Pavement Removal | 163 | SY | 8 | 1304 | 19.64 | 3200 | 2 | 326 | 25 | 4075 | 1 | 163
5 | 203 | Excavation and Embankment | 1 | LS | 6000 | 6000 | 8550 | 8550 | 6000 | 6000 | 2500 | 2500 | 42000 | 42000
6 | 301 | Asphalt Concrete Base, PG64-22 | 51 | CY | 280 | 14280 | 362.75 | 18500 | 273 | 13923 | 285 | 14535 | 250 | 12750
7 | 304 | Aggregate Base | 67 | CY | 70 | 4690 | 97.02 | 6500 | 52 | 3484 | 100 | 6700 | 40 | 2680
8 | 407 | Tack Coat for Intermediate Course (applied at 0.04 Gal/SF) | 16 | GAL | 5 | 80 | 70 | 1120 | 10 | 160 | 2 | 32 | 5 | 80
9 | 448 | Asphalt Concrete Surface Course, Type 1, PG64-22 | 25 | CY | 300 | 7500 | 417.28 | 10432 | 410 | 10250 | 300 | 7500 | 275 | 6875
10 | 451 | Reinforced Portland Cement Concrete Pavement, Class C, Ramp with 2 Abutments | 81 | CY | 475 | 38475 | 532.29 | 43115 | 810 | 65610 | 910 | 73710 | 1000 | 81000
11 | 601 | Rock Channel Protection, Type D with Filter Fabric | 12 | CY | 140 | 1680 | 325 | 3900 | 75 | 900 | 100 | 1200 | 100 | 1200
12 | 603 | 12” Culvert Type B | 50 | LF | 32 | 1600 | 64 | 3200 | 32 | 1600 | 75 | 3750 | 40 | 2000
13 |  | Concrete Headwall | 2 | EA | 800 | 1600 | 1200 | 2500 | 700 | 1400 | 900 | 1800 | 500 | 1000
14 | 644 | Pavement Markings | 1 | LS | 2500 | 2500 | 2400 | 2400 | 1000 | 1000 | 1500 | 1500 | 1000 | 1000
15 | 659 | Seeding and Mulching | 1 | LS | 1800 | 1800 | 850 | 850 | 1500 | 1500 | 500 | 500 | 1000 | 1000
16 | 411 | Berm | 6 | CY | 200 | 1200 | 100 | 600 | 225 | 1350 | 85 | 510 | 50 | 300
17 |  | Schedule 40 PVC Conduit | 58 | LF | 25 | 1450 | 31.9 | 1850 | 31 | 1798 | 45 | 2610 | 10 | 580
18 |  | Removal and Replacement of Unsuitable Materials | 10 | CY | 50 | 500 | 185 | 1850 | 120 | 1200 | 50 | 500 | 50 | 500
|  | subtotal - base bid |  |  |  | 101680 |  | 117900 |  | 124301 |  | 128247 |  | 173828
|  | alternate 001 | 4 | EA | 1370 | 5480 | 800 | 3200 | 1850 | 7400 | 2500 | 10000 | 4200 | 16800
|  | total with alternate |  |  |  | 107160 |  | 121100 |  | 131701 |  | 138247 |  | 190628

## PH Richland Paving
Pleasant Hill Richland Paving
Bid Tab
| ITEM |  |  |  | ENGINEER'S ESTIMATE |  | Bidder 1 |  | Bidder 2 |  | Bidder 3
| NO. | ITEM | QTY. | UNIT | UNIT PRICE | TOTAL PRICE | UNIT PRICE | TOTAL PRICE | UNIT PRICE | TOTAL PRICE | UNIT PRICE | TOTAL PRICE
1 | 201 | Clearing and Grubbing | 1 | LUMP | 5000 | 5000 | 3000 | 3000 | 3550 | 3550 | 5000 | 5000
2 | 202 | Pipe Removed, 24" and Under | 373 | LF | 12 | 4476 | 12 | 4476 | 17 | 6341 | 20 | 7460
3 | 209 | Ditch Cleanout | 1300 | LF | 10 | 13000 | 7 | 9100 | 6.5 | 8450 | 8.5 | 11050
4 | 209 | Ditch Cleanout, As Per Plan | 76 | LF | 30 | 2280 | 7 | 532 | 19 | 1444 | 32 | 2432
5 | 659 | Seeding and Mulching, Class 1, As Per Plan | 1 | LUMP | 3500 | 3500 | 1500 | 1500 | 6820 | 6820 | 2900 | 2900
6 | 670 | Ditch Erosion Protection Mat, Type B | 940 | SY | 3 | 2820 | 3 | 2820 | 3 | 2820 | 2 | 1880
7 | 832 | Erosion Control | 5000 | EA | 1 | 5000 | 1 | 5000 | 1 | 5000 | 1 | 5000
8 | 811 | 12" Conduit, Type B | 71 | LF | 60 | 4260 | 40 | 2840 | 39 | 2769 | 37 | 2627
9 | 811 | 12" Conduit, Type D | 329 | LF | 45 | 14805 | 40 | 13160 | 26 | 8554 | 27 | 8883
10 | 251 | Partial Depth Pavement Repair, As Per Plan | 20 | CY | 400 | 8000 | 200 | 4000 | 293 | 5860 | 365 | 7300
11 | 407 | Trackless Tack Coat | 160 | GAL | 5.5 | 880 | 7 | 1120 | 6 | 960 | 7.25 | 1160
12 | 407 | Trackless Tack Coat for Intermediate Course | 80 | GAL | 5.5 | 440 | 7 | 560 | 6 | 480 | 7.25 | 580
13 | 441 | Asphalt Concrete Surface Course, Type 1 (448), PG 64-22 | 69 | CY | 175 | 12075 | 200 | 13800 | 187 | 12903 | 255 | 17595
14 | 441 | Asphalt Concrete Intermediate Course, Type 1 (448), PG 64-22 | 55 | CY | 160 | 8800 | 200 | 11000 | 187 | 10285 | 268 | 14740
15 | 452 | 6" Non-Reinforced Concrete Pavement, Class MS | 9 | SY | 90 | 810 | 300 | 2700 | 245 | 2205 | 205 | 1845
16 | 617 | Compacted Aggregate | 67 | TON | 25 | 1675 | 45 | 3015 | 71 | 4757 | 42 | 2814
17 | SPECIAL | Misc: #57 Limestone | 18 | CY | 80 | 1440 | 115 | 2070 | 79 | 1422 | 74 | 1332
18 | 614 | Maintaining Traffic | 1 | LUMP | 5000 | 5000 | 1300 | 1300 | 4266 | 4266 | 5000 | 5000
19 | 623 | Construction Layout Stakes and Surveying | 1 | LUMP | 5000 | 5000 | 1200 | 1200 | 1804 | 1804 | 3000 | 3000
20 | 624 | Mobilization | 1 | LUMP | 5000 | 5000 | 1000 | 1000 | 2920 | 2920 | 7000 | 7000
21 |  | Contingency Allowance for Qty. Adjustment | 1 | LUMP | 5000 | 5000 | 5000 | 5000 | 5000 | 5000 | 5000 | 5000
[6 empty] | 109261 |  | 89193 |  | 98610 |  | 114598

## PH Area 22
Pleasant Hill Area 22 Campgrounds
Bid Tab
2016-12-14
[5 empty] | Bidder 1 |  | Bidder 2 |  | Bidder 3 |  | Bidder 4 |  | Bidder 5 |  | Bidder 6
ITEM NO | ODOT REF. NO | DESCRIPTION | ESTIMATED BID QUANTITY | UNIT OF MEASURE | UNIT PRICE |  | UNIT PRICE |  | UNIT PRICE |  | UNIT PRICE |  | UNIT PRICE |  | UNIT PRICE
[6 empty] | TOTAL COST |  | TOTAL COST |  | TOTAL COST |  | TOTAL COST |  | TOTAL COST |  | TOTAL COST
MISCELLANEOUS
1 | 103 | Contract Bond & Insurance | 1 | LS | 40000 | 40000 | 27750 | 27750 | 34000 | 34000 | 35000 | 35000 | 42135.51 | 42135.51 | 81246 | 81246
2 | 614 | Maintenance of Traffic | 1 | LS | 16000 | 16000 | 7000 | 7000 | 10269 | 10269 | 5000 | 5000 | 17073.72 | 17073.72 | 12237 | 12237
3 | 623 | Construction Layout Stakes and Surveying | 1 | LS | 73000 | 73000 | 55000 | 55000 | 33000 | 33000 | 30000 | 30000 | 29025.33 | 29025.33 | 52493 | 52493
4 | 624 | Mobilization | 1 | LS | 24000 | 24000 | 50000 | 50000 | 28314 | 28314 | 30000 | 30000 | 22159.26 | 22159.26 | 154482 | 154482
Demolition / Earthwork
5 | 201 | Clearing and Grubbing - Including Stump Removal | 15 | AC | 2700 | 40500 | 2900 | 43500 | 5270 | 79050 | 2500 | 37500 | 3048.88 | 45733.2 | 3277 | 49155
6 | 202 | Selective Demolition - 2" PVC Watermain | 400 | LF | 9.5 | 3800 | 5.5 | 2200 | 4.9 | 1960 | 7.5 | 3000 | 13.37 | 5348 | 5.25 | 2100
7 | 202 | Selective Demolition - Utility Poles | 1 | EA | 1200 | 1200 | 500 | 500 | 491 | 491 | 200 | 200 | 721.97 | 721.97 | 224 | 224
8 | 202 | Selective Demolition - Light Poles | 3 | EA | 600 | 1800 | 500 | 1500 | 655 | 1965 | 200 | 600 | 714.66 | 2143.98 | 209 | 627
9 | 202 | Selective Demolition - Basketball & Volleyball Court, Horseshoe Pit, Playground Benches, 2 Swing Sets, Dumpster Pad, Manufactured Playground, Tetherball Pole | 1 | LS | 12500 | 12500 | 15000 | 15000 | 6921 | 6921 | 5000 | 5000 | 11756.48 | 11756.48 | 4984 | 4984
10 | 203 | Excavation | 1 | LS | 38000 | 38000 | 112000 | 112000 | 102000 | 102000 | 70000 | 70000 | 279154.14 | 279154.14 | 269346 | 269346
11 | 203 | Embankment | 1 | LS | 18000 | 18000 | 75000 | 75000 | 196635 | 196635 | 80000 | 80000 | 60977.59 | 60977.59 | 148324 | 148324
12 | 203 | Waste (Export, Haul & Shape) – On-Site – Location As Directed by Owner | 1 | LS | 4800 | 4800 | 32000 | 32000 | 22269 | 22269 | 25000 | 25000 | 609.78 | 609.78 | 23224 | 23224
13 | 203 | Temporary Grading for Pre-fabricated Toilet/Showerhouse Installation – Coordinate with Manufacturer and Owner | 1 | LS | 1500 | 1500 | 2000 | 2000 | 1154 | 1154 | 3000 | 3000 | 609.78 | 609.78 | 1527 | 1527
14 | 204 | Subgrade Compaction | 6075 | SY | 2.5 | 15187.5 | 1 | 6075 | 2.5 | 15187.5 | 1.5 | 9112.5 | 1.22 | 7411.5 | 3.8 | 23085
15 | 204 | Proof Rolling | 40 | HR | 150 | 6000 | 125 | 5000 | 65 | 2600 | 50 | 2000 | 121.96 | 4878.4 | 112 | 4480
16 | 607 | Temporary Construction Fencing – As Approved by Owner | 2000 | LF | 5 | 10000 | 3 | 6000 | 4.5 | 9000 | 3.5 | 7000 | 3.35 | 6700 | 2.5 | 5000
17 | 651 | Topsoil Stockpiled | 5250 | CY | 8.5 | 44625 | 6 | 31500 | 5 | 26250 | 5 | 26250 | 3.35 | 17587.5 | 5.25 | 27562.5
18 | 652 | Placing Stockpiled Topsoil | 5250 | CY | 10.5 | 55125 | 16 | 84000 | 8 | 42000 | 7 | 36750 | 9.15 | 48037.5 | 5.25 | 27562.5
19 | 832 | Temporary Sediment and Erosion Control | 1 | LS | 8500 | 8500 | 30000 | 30000 | 13350 | 13350 | 10000 | 10000 | 30488.79 | 30488.79 | 49329 | 49329
20 | 832 | Temporary Seeding | 2500 | SF | 0.8 | 2000 | 0.75 | 1875 | 1.1 | 2750 | 0.25 | 625 | 0.49 | 1225 | 0.2 | 500
21 | Special | Tree Protection | 6 | EA | 400 | 2400 | 300 | 1800 | 516 | 3096 | 300 | 1800 | 531.32 | 3187.92 | 352 | 2112
Pavement / Hard Surfaces
22 | 253 | Full Depth Pavement & Subgrade Repair | 215 | SY | 140 | 30100 | 25 | 5375 | 17 | 3655 | 25 | 5375 | 40.25 | 8653.75 | 44.5 | 9567.5
23 | 301 | Asphalt Concrete Base - RV Aprons - 3-1/2" | 345 | CY | 150.75 | 52008.75 | 157 | 54165 | 165 | 56925 | 155 | 53475 | 170.74 | 58905.3 | 138 | 47610
24 | 301 | Asphalt Concrete Base - Roadways & Parking Lots - 4" | 653 | CY | 149.5 | 97623.5 | 157 | 102521 | 164 | 107092 | 130 | 84890 | 170.74 | 111493.22 | 130 | 84890
25 | 304 | Aggregate Base - RV Aprons & RV Pads - 4" | 724 | CY | 39 | 28236 | 53 | 38372 | 46 | 33304 | 60 | 43440 | 60.98 | 44149.52 | 76.8 | 55603.2
26 | 304 | Aggregate Base – Roadways, Parking Lots & Trash Enclosure Pavement - 6" | 993 | CY | 42 | 41706 | 53 | 52629 | 50 | 49650 | 55 | 54615 | 48.78 | 48438.54 | 76.8 | 76262.4
27 | 304 | Aggregate Base - Multi-Sport Court - 4" | 50 | CY | 50 | 2500 | 53 | 2650 | 50 | 2500 | 75 | 3750 | 0 | 3048.88 | 79.4 | 3970
28 | 304 | Aggregate Base - Aggregate Trail & Asphalt Multi-Use Path - 6" | 353 | CY | 55 | 19415 | 53 | 18709 | 64 | 22592 | 55 | 19415 | 60.98 | 21525.94 | 76.8 | 27110.4
29 | 304 | Aggregate Base - ADA Trail Path from Shelter to Fire Ring - 4" | 3 | CY | 175 | 525 | 90 | 270 | 50 | 150 | 75 | 225 | 121.96 | 365.88 | 78.4 | 235.2
30 | 304 | Aggregate Base - Trash Enclosure Foundation - 4" | 9 | CY | 175 | 1575 | 75 | 675 | 50 | 450 | 75 | 675 | 79.27 | 713.43 | 78.4 | 705.6
31 | 304 | Prefabricated Restroom/Shower House Facility – Aggregate Base Foundation – 6” - Installed Complete | 24 | CY | 116.5 | 2796 | 300 | 7200 | 86 | 2064 | 75 | 1800 | 60.98 | 1463.52 | 78.4 | 1881.6
32 | 441 | Asphalt Concrete Intermediate Course, Type 2 (448) - Roadways & Parking Lots - 1-3/4" | 286 | CY | 149.5 | 42757 | 157 | 44902 | 165 | 47190 | 145 | 41470 | 180.49 | 51620.14 | 162 | 46332
33 | 441 | Asphalt Concrete Intermediate Course, Type 2 (448) – Asphalt Multi-Use Path - 1-1/2" | 23 | CY | 149.5 | 3438.5 | 157 | 3611 | 165 | 3795 | 260 | 5980 | 180.49 | 4151.27 | 178 | 4094
34 | 441 | Asphalt Concrete Surface Course, Type I (448) - RV Aprons - 1-1/2" | 148 | CY | 159.5 | 23606 | 168 | 24864 | 176 | 26048 | 225 | 33300 | 192.69 | 28518.12 | 166 | 24568
35 | 441 | Asphalt Concrete Surface Course, Type I (448) - Roadways & Parking Lots - 1-1/4" | 204 | CY | 159.5 | 32538 | 168 | 34272 | 176 | 35904 | 175 | 35700 | 192.69 | 39308.76 | 174 | 35496
36 | 441 | Asphalt Concrete Surface Course, Type I (448) – Asphalt Multi-Use Path - 1-1/2" | 23 | CY | 159.5 | 3668.5 | 168 | 3864 | 176 | 4048 | 275 | 6325 | 195.13 | 4487.99 | 171 | 3933
37 | 451 | Reinforced Conc. Pavement – Trash Enclosure-Class QC1 –8” | 19 | CY | 350 | 6650 | 691 | 13129 | 254 | 4826 | 400 | 7600 | 410.8 | 7805.2 | 700 | 13300
38 | 452 | Non-Reinforced Concrete Pavement – Class QC1 - RV Pads - 5" | 413 | CY | 300 | 123900 | 388 | 160244 | 275 | 113575 | 325 | 134225 | 346.05 | 142918.65 | 387 | 159831
39 | 511 | Prefabricated Restroom/Shower House Facility - Steps w/Associated Footer | 1 | LS | 8000 | 8000 | 15000 | 15000 | 4350 | 4350 | 3000 | 3000 | 6585.58 | 6585.58 | 19772 | 19772
40 | 608 | Concrete Multi-Sport Court Facility – 4” w/6X6X6 Welded Wire Fabric Mesh | 3840 | SF | 5 | 19200 | 6.5 | 24960 | 5.5 | 21120 | 5 | 19200 | 0 | 18146.93 | 8.8 | 33792
41 | 608 | Campground Concrete Walk - 4" (Shelter Areas) | 1750 | SF | 5.5 | 9625 | 7 | 12250 | 5 | 8750 | 5.5 | 9625 | 4.32 | 7560 | 7.5 | 13125
42 | 608 | Campground Concrete Walk – 4” (Detectable Warning Pads) | 345 | SF | 5.5 | 1897.5 | 24 | 8280 | 7 | 2415 | 6 | 2070 | 7.78 | 2684.1 | 21.8 | 7521
43 | 608 | Prefabricated Restroom/Shower House Facility Concrete Walk - 4" | 910 | SF | 5.5 | 5005 | 8.5 | 7735 | 5.6 | 5096 | 5.5 | 5005 | 5.49 | 4995.9 | 8.4 | 7644
44 | 630 | Traffic Control / Parking Signage | 12 | EA | 310 | 3720 | 242 | 2904 | 231 | 2772 | 250 | 3000 | 0 | 0 | 172 | 2064
45 | 642 | Channelizing Line | 100 | FT | 6 | 600 | 1.5 | 150 | 1.5 | 150 | 1.5 | 150 | 4.27 | 427 | 7.5 | 750
46 | 642 | Crosswalks | 160 | FT | 6 | 960 | 10 | 1600 | 10 | 1600 | 10 | 1600 | 2.67 | 427.2 | 5.2 | 832
47 | 642 | Handicap Symbol Marking | 2 | EA | 280 | 560 | 75 | 150 | 72 | 144 | 75 | 150 | 213.42 | 426.84 | 289 | 578
48 | 642 | Parking Lot Stall Marking | 760 | FT | 2 | 1520 | 0.7 | 532 | 0.69 | 524.4 | 0.75 | 570 | 4.81 | 3655.6 | 3.2 | 2432
49 | 703 | No. 10 Limestone Screenings - ADA Trail Path from Shelter to Fire Ring - 1" | 1 | CY | 205 | 205 | 135 | 135 | 100 | 100 | 100 | 100 | 79.27 | 79.27 | 142 | 142
50 | 703 | No. 10 Limestone Screenings - Aggregate Trail - 1" | 45 | CY | 205 | 9225 | 60 | 2700 | 50 | 2250 | 65 | 2925 | 0 | 3567.19 | 84.6 | 3807
51 | 712.14 | Detectable Warnings | 200 | SF | 4 | 800 | 50 | 10000 | 33 | 6600 | 30 | 6000 | 0 | 0 | 48.5 | 9700
52 | Special | 8' Long Concrete Wheel Stop | 149 | EA | 250 | 37250 | 110 | 16390 | 80 | 11920 | 175 | 26075 | 91.67 | 13658.83 | 126 | 18774
53 | Special | Hand Railing – Prefabricated Restroom/ SH Facility - Steps | 40 | LF | 162.5 | 6500 | 83 | 3320 | 239 | 9560 | 100 | 4000 | 113.66 | 4546.4 | 120 | 4800
54 | Special | Prefabricated Restroom/Shower House Facility – Concrete Foundation – Installed Complete | 205 | LF | 70 | 14350 | 43.5 | 8917.5 | 87 | 17835 | 65 | 13325 | 66.63 | 13659.15 | 38 | 7790
55 | Special | Prefabricated Restroom/Shower House Facility – Concrete Frost Pit Foundations – Installed Complete | 90 | LF | 140 | 12600 | 40 | 3600 | 77 | 6930 | 30 | 2700 | 33.88 | 3049.2 | 59 | 5310
56 | Special | Playground Protective Surfacing Edging Only | 235 | LF | 33.15 | 7790.25 | 25 | 5875 | 18 | 4230 | 25 | 5875 | 32.18 | 7562.3 | 22 | 5170
57 | Special | Aggregate Trail & Walkway Landscape Fabric – Hanes Geo Components Pro Silver/Steel – Installed Complete | 2430 | SY | 2.85 | 6925.5 | 1.8 | 4374 | 2.5 | 6075 | 1.5 | 3645 | 1.83 | 4446.9 | 2.4 | 5832
Utilities
58 | Special | Sanitary Sewer Conduit - 8" SDR 35 PVC - Installed Complete | 2295 | LF | 60 | 137700 | 59 | 135405 | 61 | 139995 | 70 | 160650 | 79.27 | 181924.65 | 68.6 | 157437
59 | Special | Sanitary - 48" Manhole | 13 | EA | 4800 | 62400 | 2700 | 35100 | 3250 | 42250 | 7000 | 91000 | 5122.12 | 66587.56 | 2959 | 38467
60 | Special | Sanitary Lateral (4" PVC lateral, wye connection, connection cap, cleanout) | 59 | EA | 1200 | 70800 | 2650 | 156350 | 2800 | 165200 | 3000 | 177000 | 3048.88 | 179883.92 | 1937 | 114283
61 | Special | Sanitary Lateral to CXT (4" PVC lateral, wye connection, connection cap, 2 cleanouts) | 1 | EA | 2800 | 2800 | 4150 | 4150 | 6969 | 6969 | 5000 | 5000 | 6097.76 | 6097.76 | 2467 | 2467
62 | Special | Grinder Pump Station – Installed Complete | 1 | EA | 112000 | 112000 | 98000 | 98000 | 115000 | 115000 | 120000 | 120000 | 106101 | 106101 | 97115 | 97115
63 | Special | Force Main Conduit - 2” HDPE – Installed Complete | 80 | LF | 35 | 2800 | 30 | 2400 | 14 | 1120 | 20 | 1600 | 19.51 | 1560.8 | 24 | 1920
64 | Special | Electrical Utility Primary Service Underground Conduit - Installed By Contractor | 700 | LF | 40 | 28000 | 15 | 10500 | 18 | 12600 | 20 | 14000 | 12.2 | 8540 | 11.9 | 8330
65 | Special | Main Distribution Panels | 2 | EA | 26000 | 52000 | 17500 | 35000 | 18300 | 36600 | 26000 | 52000 | 18768.9 | 37537.8 | 16966 | 33932
66 | Special | Electrical Junction Box | 10 | EA | 1400 | 14000 | 1150 | 11500 | 1192 | 11920 | 1200 | 12000 | 1230.53 | 12305.3 | 1360 | 13600
67 | Special | Electrical Distribution Conduit & Cable – Installed Complete | 9000 | LF | 25 | 225000 | 22 | 198000 | 24 | 216000 | 25 | 225000 | 14.66 | 131940 | 16.8 | 151200
68 | Special | Distribution Panels Concrete Base | 1 | EA | 6500 | 6500 | 3200 | 3200 | 2000 | 2000 | 2500 | 2500 | 1707.37 | 1707.37 | 360 | 360
69 | Special | Communication Installation Trench | 450 | LF | 20 | 9000 | 10 | 4500 | 4 | 1800 | 6 | 2700 | 12.2 | 5490 | 5.6 | 2520
70 | Special | Communication Conduit - 1-1/4" | 450 | LF | 5 | 2250 | 6.5 | 2925 | 10 | 4500 | 4 | 1800 | 6.88 | 3096 | 6.4 | 2880
71 | Special | Communication Junction Box - 1-1/4" | 2 | EA | 1200 | 2400 | 785 | 1570 | 1540 | 3080 | 1000 | 2000 | 831.12 | 1662.24 | 724 | 1448
72 | Special | Disconnect Switch | 4 | EA | 0 | 0 | 0 | 0 | 0 | 0 | 0 | 0 | 0 | 0 | 0 | 0
73 | Special | Water – 2.00" Copper Service Branch to Shelter Drinking Fountain and Prefabricated Toilet/Showerhouse Facility | 255 | LF | 50 | 12750 | 9.5 | 2422.5 | 35 | 8925 | 30 | 7650 | 26.83 | 6841.65 | 22.6 | 5763
74 | Special | Water - 2" Water Main - Installed Complete | 1830 | LF | 30 | 54900 | 20 | 36600 | 24 | 43920 | 20 | 36600 | 41.46 | 75871.8 | 28.6 | 52338
75 | Special | Water - 4" Water Main - Installed Complete | 1555 | LF | 40 | 62200 | 28 | 43540 | 32 | 49760 | 35 | 54425 | 489.39 | 761001.45 | 38.8 | 60334
76 | Special | Water Lateral -1" water line, valve assembly, water connection | 59 | EA | 1400 | 82600 | 1700 | 100300 | 2150 | 126850 | 1750 | 103250 | 2804.97 | 165493.23 | 618 | 36462
77 | Special | 4" Water Valve Assembly and Box | 8 | EA | 1500 | 12000 | 1400 | 11200 | 900 | 7200 | 1100 | 8800 | 1646.39 | 13171.12 | 812 | 6496
78 | Special | 2" Water Valve Assembly and Box | 6 | EA | 1000 | 6000 | 900 | 5400 | 750 | 4500 | 1000 | 6000 | 1646.39 | 9878.34 | 598 | 3588
79 | Special | 4'' X 4'' X 4” Tee | 3 | EA | 125 | 375 | 500 | 1500 | 250 | 750 | 450 | 1350 | 1036.62 | 3109.86 | 248 | 744
80 | Special | 4” X 2” Reducer | 4 | EA | 100 | 400 | 325 | 1300 | 200 | 800 | 200 | 800 | 762.22 | 3048.88 | 208 | 832
81 | Special | Furnish and Install Flush Hydrant | 2 | EA | 2600 | 5200 | 3400 | 6800 | 2800 | 5600 | 4000 | 8000 | 3658.66 | 7317.32 | 3636 | 7272
82 | Special | Water Treatment Plant Distribution Connection | 1 | LS | 350 | 350 | 2500 | 2500 | 1500 | 1500 | 5000 | 5000 | 6707.53 | 6707.53 | 2628 | 2628
83 | Special | Storm Sewer Conduit - 6" SDR Perforated PVC Underdrain - Installed Complete | 685 | LF | 18 | 12330 | 21.5 | 14727.5 | 20 | 13700 | 12 | 8220 | 12.2 | 8357 | 16.6 | 11371
84 | Special | Storm Sewer Conduit – 12” Perforated Flat Panel Underdrain Pipe – Installed Complete” | 300 | LF | 45 | 13500 | 22.5 | 6750 | 11 | 3300 | 15 | 4500 | 20.73 | 6219 | 21.4 | 6420
85 | Special | Storm Sewer Conduit - 12" HDPE Smooth Wall - Installed Complete | 1501 | LF | 45 | 67545 | 25 | 37525 | 24 | 36024 | 30 | 45030 | 30.11 | 45195.11 | 54.4 | 81654.4
86 | Special | Storm Sewer Conduit - 18" HDPE Smooth Wall - Installed Complete | 350 | LF | 50 | 17500 | 35 | 12250 | 34 | 11900 | 45 | 15750 | 54.88 | 19208 | 59.7 | 20895
87 | Special | Storm Catch Basin 2 x 2-B | 23 | EA | 1800 | 41400 | 1000 | 23000 | 860 | 19780 | 1600 | 36800 | 2243.98 | 51611.54 | 1418 | 32614
88 | Special | Storm Catch Basin 2 x 4 | 1 | EA | 1800 | 1800 | 1300 | 1300 | 1350 | 1350 | 2500 | 2500 | 2926.92 | 2926.92 | 1562 | 1562
89 | Special | Precast Headwall & Endwalls | 9 | EA | 3200 | 28800 | 3200 | 28800 | 3960 | 35640 | 2500 | 22500 | 3414.74 | 30732.66 | 928 | 8352
90 | Special | Storm Outlet Structure | 2 | EA | 2400 | 4800 | 2400 | 4800 | 1800 | 3600 | 7500 | 15000 | 3048.88 | 6097.76 | 1314 | 2628
91 | Special | Connection of Existing Drainage Conduits | 150 | LF | 35 | 5250 | 25 | 3750 | 20 | 3000 | 15 | 2250 | 36.59 | 5488.5 | 11.8 | 1770
92 | Special | Installation of owner provided camp site electrical pedestal and connection of utility to pedestals | 59 | EA | 1200 | 70800 | 500 | 29500 | 759 | 44781 | 1200 | 70800 | 544.83 | 32144.97 | 568 | 33512
Landscaping
93 | 659 | Seeding & Mulching - Open Space & RV Sites | 52000 | SY | 1.25 | 65000 | 0.95 | 49400 | 0.95 | 49400 | 1 | 52000 | 1.04 | 54080 | 1.15 | 59800
94 | 659 | Seed Mix B: Naturalization Areas | 8400 | SY | 1.85 | 15540 | 0.8 | 6720 | 1.65 | 13860 | 2 | 16800 | 1.83 | 15372 | 1.2 | 10080
95 | 659 | Seed Mix C: Riparian Buffer | 1600 | SY | 1.85 | 2960 | 1 | 1600 | 1.65 | 2640 | 2.25 | 3600 | 1.83 | 2928 | 1.2 | 1920
96 | 661 | Seedlings for Naturalization Areas - 20' X 20' Spacing w/tree wrap | 190 | EA | 35 | 6650 | 48.5 | 9215 | 49 | 9310 | 25 | 4750 | 54.33 | 10322.7 | 13 | 2470
97 | 661 | Campground Deciduous Tree - 2" Caliper - Red Maple | 22 | EA | 320 | 7040 | 337 | 7414 | 343 | 7546 | 975 | 21450 | 380.5 | 8371 | 428 | 9416
98 | 661 | Campground Deciduous Tree - 2" Caliper – Black Gum | 26 | EA | 375 | 9750 | 389 | 10114 | 396 | 10296 | 975 | 25350 | 439.04 | 11415.04 | 436 | 11336
99 | 661 | Campground Deciduous Tree - 2" Caliper - Ohio Buckeye | 1 | EA | 350 | 350 | 346 | 346 | 352 | 352 | 975 | 975 | 390.26 | 390.26 | 440 | 440
100 | 661 | Campground Deciduous Tree - 4" Caliper – Red Oak | 1 | EA | 550 | 550 | 545 | 545 | 555 | 555 | 1600 | 1600 | 614.65 | 614.65 | 1152 | 1152
101 | 661 | Campground Deciduous Tree - 2" Caliper - Serviceberry | 7 | EA | 350 | 2450 | 348 | 2436 | 354 | 2478 | 975 | 6825 | 392.7 | 2748.9 | 398 | 2786
102 | 661 | Campground Deciduous Tree - 2" Caliper - Catalpa | 4 | EA | 350 | 1400 | 329 | 1316 | 335 | 1340 | 975 | 3900 | 370.74 | 1482.96 | 471 | 1884
103 | 661 | Campground Deciduous Tree - 2" Caliper - Bitternut Hickory | 3 | EA | 400 | 1200 | 429 | 1287 | 437 | 1311 | 975 | 2925 | 484.16 | 1452.48 | 463 | 1389
104 | 661 | Campground Deciduous Tree - 2" Caliper - Shagbark Hickory | 2 | EA | 200 | 400 | 429 | 858 | 437 | 874 | 975 | 1950 | 484.16 | 968.32 | 464 | 928
105 | 661 | Campground Deciduous Tree - 2" Caliper - Redbud | 6 | EA | 330 | 1980 | 355 | 2130 | 361 | 2166 | 975 | 5850 | 400.01 | 2400.06 | 492 | 2952
106 | 661 | Campground Deciduous Tree - 2" Caliper - Sweetgum | 4 | EA | 320 | 1280 | 340 | 1360 | 346 | 1384 | 975 | 3900 | 384.16 | 1536.64 | 478 | 1912
107 | 661 | Campground Deciduous Tree - 2" Caliper - American Sycamore | 4 | EA | 352 | 1408 | 379 | 1516 | 386 | 1544 | 975 | 3900 | 428.06 | 1712.24 | 462 | 1848
108 | 661 | Campground Deciduous Tree - 2" Caliper - Red Oak | 8 | EA | 330 | 2640 | 355 | 2840 | 362 | 2896 | 1200 | 9600 | 401.23 | 3209.84 | 492 | 3936
109 | 661 | Campground Deciduous Tree - 2" Caliper - Pin Oak | 15 | EA | 325 | 4875 | 349 | 5235 | 355 | 5325 | 1200 | 18000 | 393.92 | 5908.8 | 436 | 6540
110 | 661 | Campground Deciduous Tree - 2" Caliper - Bald Cypress | 8 | EA | 280 | 2240 | 321 | 2568 | 327 | 2616 | 975 | 7800 | 362.21 | 2897.68 | 442 | 3536
111 | 661 | Campground Evergreen Tree - 6' Height - Norway Spruce | 32 | EA | 221 | 7072 | 239 | 7648 | 243 | 7776 | 975 | 31200 | 269.52 | 8624.64 | 411 | 13152
112 | 661 | Campground Evergreen Tree - 6' Height – White Spruce | 15 | EA | 216 | 3240 | 233 | 3495 | 238 | 3570 | 975 | 14625 | 263.42 | 3951.3 | 396 | 5940
113 | 661 | Campground Evergreen Tree - 6' Height – Douglas Fir | 9 | EA | 250 | 2250 | 267 | 2403 | 272 | 2448 | 975 | 8775 | 301.23 | 2711.07 | 388 | 3492
114 | 661 | Campground Deciduous Shrubs - 3 Gallon Containers - Compt Amer. Cranberrybush | 70 | EA | 23 | 1610 | 25 | 1750 | 25 | 1750 | 175 | 12250 | 27.9 | 1953 | 112 | 7840
115 | 661 | Campground Deciduous Shrubs - 3 Gallon Containers - Gro-low Sumac | 27 | EA | 33 | 891 | 35 | 945 | 36 | 972 | 175 | 4725 | 39.94 | 1078.38 | 104 | 2808
116 | 661 | Cmpgrnd Ornamental Grass-3 Gallon Containers-Switch Grass | 170 | EA | 24 | 4080 | 25 | 4250 | 26 | 4420 | 175 | 29750 | 28.54 | 4851.8 | 96 | 16320
117 | 661 | Campground Deciduous Shrubs - 5 Gallon Containers - Arrowwood Viburnum | 22 | EA | 50 | 1100 | 53 | 1166 | 54 | 1188 | 175 | 3850 | 59.55 | 1310.1 | 133 | 2926
118 | 661 | Campground Deciduous Shrubs - 5 Gallon Containers - Witchhazel | 10 | EA | 70 | 700 | 71 | 710 | 72 | 720 | 175 | 1750 | 80.04 | 800.4 | 123 | 1230
119 | 661 | Campground Deciduous Shrubs - 5 Gallon Containers - Silky Dogwood | 7 | EA | 48.5 | 339.5 | 52 | 364 | 53 | 371 | 175 | 1225 | 58.9 | 412.3 | 136 | 952
120 | 661 | RV Campsite Landscaping - Arrowhead Viburnum Shrub | 80 | EA | 41.35 | 3308 | 45 | 3600 | 46 | 3680 | 175 | 14000 | 50.4 | 4032 | 62 | 4960
121 | 661 | RV Campsite Landscaping - Goldfinger Potentilla | 126 | EA | 11.5 | 1449 | 13 | 1638 | 13 | 1638 | 175 | 22050 | 14.02 | 1766.52 | 74 | 9324
122 | 661 | RV Campsite Landscaping - Redosier Dogwood Shrub | 126 | EA | 38.7 | 4876.2 | 42 | 5292 | 42 | 5292 | 175 | 22050 | 47.2 | 5947.2 | 78 | 9828
123 | 661 | RV Campsite Landscaping - Spicebush | 83 | EA | 52.4 | 4349.2 | 57 | 4731 | 57 | 4731 | 175 | 14525 | 63.84 | 5298.72 | 79 | 6557
124 | 661 | RV Campsite Landscaping - Switch Grass | 220 | EA | 26.4 | 5808 | 28 | 6160 | 29 | 6380 | 170 | 37400 | 31.83 | 7002.6 | 68 | 14960
125 | 661 | RV Campsite Landscaping - Karl Forester Reed Grass | 267 | EA | 26.4 | 7048.8 | 29 | 7743 | 29 | 7743 | 175 | 46725 | 32.15 | 8584.05 | 47 | 12549
126 | 661 | RV Campsite Landscaping - Red Rays Switch Grass | 54 | EA | 26.4 | 1425.6 | 29 | 1566 | 29 | 1566 | 175 | 9450 | 32.15 | 1736.1 | 54 | 2916
127 | Special | Gravel Mulch - 1" Diameter | 206 | CY | 101.8 | 20970.8 | 110 | 22660 | 112 | 23072 | 90 | 18540 | 124.15 | 25574.9 | 64.6 | 13307.6
128 | Special | Gravel Cover - 3" Diameter | 148 | CY | 103 | 15244 | 111 | 16428 | 113 | 16724 | 100 | 14800 | 125.61 | 18590.28 | 88.6 | 13112.8
129 | Special | Weed Barrier | 200 | SY | 16.75 | 3350 | 18 | 3600 | 19 | 3800 | 3 | 600 | 20.43 | 4086 | 3 | 600
130 | Special | Aluminum Edge | 170 | LF | 8 | 1360 | 9 | 1530 | 9 | 1530 | 10 | 1700 | 9.76 | 1659.2 | 11 | 1870
131 | Special | Boulders - Located & Moved to Site from PHLP Grounds | 93 | EA | 100 | 9300 | 120 | 11160 | 94 | 8742 | 100 | 9300 | 103.66 | 9640.38 | 119 | 11067
Campground Site Furnishings
132 | Special | Multi-Sports Court – Pavement Markings | 605 | FT | 4 | 2420 | 9 | 5445 | 1.75 | 1058.75 | 7.5 | 4537.5 | 3.83 | 2317.15 | 22 | 13310
133 | Special | Shelter Grill – Pilot Rock - Model Q3-2460 B8 – Base Plate Surface Installation w/J-Blot Anchors for Concrete Footing - Installed Complete | 2 | EA | 1200 | 2400 | 950 | 1900 | 1434 | 2868 | 1200 | 2400 | 644.53 | 1289.06 | 1860 | 3720
134 | Special | Shelter Prep Table – Pilot Rock - Model APTX/P/G-6HU – w/Bolt Down Base Plate Installation – Installed Complete | 2 | EA | 1000 | 2000 | 700 | 1400 | 3475 | 6950 | 1000 | 2000 | 547.58 | 1095.16 | 1542 | 3084
135 | Special | Drinking Fountain - Stand Alone Accessible Fountain - Installed Complete | 1 | EA | 3600 | 3600 | 8250 | 8250 | 3000 | 3000 | 5000 | 5000 | 7475.95 | 7475.95 | 7872 | 7872
136 | Special | Dumpster Enclosure - Wood Slat Enclosure - Installed Complete | 1 | EA | 21000 | 21000 | 18000 | 18000 | 8800 | 8800 | 10000 | 10000 | 18110.34 | 18110.34 | 9762 | 9762
137 | Special | Shelter - Large - Furnished and Installed Complete | 1 | EA | 91000 | 91000 | 95000 | 95000 | 84705 | 84705 | 80000 | 80000 | 129443.22 | 129443.22 | 129894 | 129894
138 | Special | Multi-Sport Court - Furnished and Installed Complete w/Basketball Hoops | 2 | EA | 8000 | 16000 | 2250 | 4500 | 3260 | 6520 | 2500 | 5000 | 11341.83 | 22683.66 | 5979 | 11958
139 | Special | Barnstone Group Fire Ring - Next to Shelter – Furnished and Installed Complete | 1 | LS | 2400 | 2400 | 2000 | 2000 | 2140 | 2140 | 1500 | 1500 | 3578.16 | 3578.16 | 1624 | 1624
140 | Special | Wayfinding Signage – Posts & Signage Furnished by Owner, Installed by Contractor | 12 | EA | 200 | 2400 | 350 | 4200 | 740 | 8880 | 100 | 1200 | 213.42 | 2561.04 | 156 | 1872
141 | Special | Accessible (ADA) Fire Rings – Furnished by Owner, Installed by Contractor | 4 | EA | 300 | 1200 | 3500 | 14000 | 595 | 2380 | 500 | 2000 | 1306.14 | 5224.56 | 202 | 808
142 | Special | Electrical Utility Service Extension Allowance * | 1 | LS | 115000 | 115000 | 115000 | 115000 | 115000 | 115000 | 115000 | 115000 | 115000 | 115000 | 115000 | 115000
143 | Special | Owner’s Contingency Allowance * | 1 | LS | 25000 | 25000 | 25000 | 25000 | 25000 | 25000 | 25000 | 25000 | 25000 | 25000 | 25000 | 25000
Addendum 2 items
144 | Special | 6” Downspout to storm Drain | 200 | LF | 20 | 4000 | 44 | 8800 | 24 | 4800 | 23 | 4600 | 34 | 6800 | 14.2 | 2840
145 | Special | 8” Downspout to Storm Drain | 63 | LF | 25 | 1575 | 28 | 1764 | 32 | 2016 | 25 | 1575 | 40 | 2520 | 19.7 | 1241.1
146 | Special | Yard Drains | 4 | EA | 250 | 1000 | 700 | 2800 | 1928 | 7712 | 750 | 3000 | 1100 | 4400 | 647 | 2588
147 | 605 | 4” Perforated PVC Underdrain | 200 | LF | 18 | 3600 | 22 | 4400 | 14 | 2800 | 10 | 2000 | 22 | 4400 | 6.4 | 1280
|  |  | TOTAL BASE BID (Total of all Extended Values) |  |  | 2828944.1 |  | 2886787.5 | TOTAL BASE BID | 2949000.65 |  | 3156865 |  | 3914189.7 |  | 3299908.8
Alt. #1 | 452 | Non-Reinforced Concrete Pavement–Class QC1-RV Aprons-5" | 406 | CY | 280 | 113680 | 400 | 162400 | 258 | 104748 | 350 | 142100 | 364.06 | 147808.36 | 402 | 163212
Alt. #2 | 441 | Asphalt Concrete Surface Course, Type I (448) - Trails & Walkways- 2" | 114 | CY | 160 | 18240 | 168 | 19152 | 176 | 20064 | 218 | 24852 | 195.13 | 22244.82 | 208.6 | 23780.4
Alt. #3 | 304 | Aggregate Base - Multi-Sport Court - 6” | 72 | CY | 42.75 | 3078 | 53 | 3816 | 50 | 3600 | 75 | 5400 | 60.98 | 4390.56 | 78.6 | 5659.2
Alt. #4 | 441 | Asphalt Concrete Surface Course, Type I (448) - Multi‐Sport Court ‐ 2‐1/2" | 30 | CY | 160 | 4800 | 168 | 5040 | 176 | 5280 | 295 | 8850 | 219.52 | 6585.6 | 279.4 | 8382

## PH Pier
Pleasant Hill ADA Fishing Pier
price quote tabulation
2016-09-19
wrong bid form quantities
|  |  |  | Bidder 1 |  | Bidder 2 |  | Bidder 3 |  | Bidder 4 |  | Bidder 5
| Item | Qty | unit | Unit Price | Total | Unit Price | Total | Unit Price | Total | Unit Price | Total | Unit Price | Total
0 | Mobilization | 1 | LS | 1000 | 1000 | 2500 | 2500 | 2000 | 2000 | 1200 | 1200 | 3000 | 3000
1 | Construction Staking | 1 | LS | 750 | 750 | 3200 | 3200 | 2100 | 2100 | 1200 | 1200 | 3000 | 3000
2 | Rock Channel Protection, Type C with fabric | 11 | CY | 120 | 1320 | 80 | 880 | 125 | 1375 | 120 | 1080 | 195.45 | 2150
3 | Clearing and Grubbing | 1 | LS | 1500 | 1500 | 2500 | 2500 | 3000 | 3000 | 2500 | 2500 | 2300 | 2300
4 | Excavation and Embankment | 1 | LS | 3800 | 3800 | 1800 | 1800 | 6000 | 6000 | 6400 | 6400 | 7800 | 7800
5 | No. 1 and No. 2 Stone Limestone | 14 | CY | 60 | 840 | 49 | 686 | 95 | 1330 | 70 | 980 | 128.57 | 1800
6 | No. 4 Limestone | 2 | CY | 60 | 120 | 49 | 98 | 125 | 250 | 0 | 0 | 380 | 760
7 | No. 8 Limestone | 3 | CY | 60 | 180 | 56 | 168 | 125 | 375 | 80 | 240 | 380 | 1140
8 | No. 10 Natural Sand | 5 | CY | 40 | 200 | 36 | 180 | 85 | 425 | 60 | 300 | 345.6 | 1728
9 | 4" Concrete Walk | 97 | SY | 42 | 4074 | 60 | 5820 | 52 | 5044 | 70 | 6790 | 53.81 | 5220
10 | No. 57 Stone | 20 | CY | 60 | 1200 | 49 | 980 | 95 | 1900 | 80 | 1600 | 138.61 | 2772
11 | Concrete Abutment | 1 | LS | 3250 | 3250 | 4000 | 4000 | 5200 | 5200 | 3500 | 3500 | 5580 | 5580
12 | Handicapped Parking Sign w/Metal Post | 1 | EA | 475 | 475 | 300 | 300 | 125 | 125 | 1000 | 1000 | 250 | 250
13 | Parking Block | 1 | EA | 200 | 200 | 250 | 250 | 250 | 250 | 500 | 500 | 500 | 500
14 | Traffic Paint | 1 | LS | 475 | 475 | 850 | 850 | 1200 | 1200 | 500 | 500 | 250 | 250
15 | French Drain | 20 | LF | 30 | 600 | 47 | 940 | 30 | 600 | 30 | 600 | 62.5 | 1250
16 | 6" Solid Wall PVC Pipe | 16 | LF | 8 | 128 | 34 | 544 | 22 | 352 | 40 | 640 | 62.5 | 1000
17 | Seeding and Mulching | 1 | LS | 500 | 500 | 3400 | 3400 | 1800 | 1800 | 1800 | 1800 | 4950 | 4950
X | Additional for CUT and FILL | 1 | LS | 0 | 0 | 4101 | 4101 | 0 | 0 | 6700 | 6700 | 0 | 0
| subtotal - base bid |  |  |  | 20612 |  | 33197 |  | 33326 |  | 37530 |  | 45450

## PH Sanitary
Pleasant Hill Sanitary Sewer Bid Results
Bid Tab
2017-06-06
[5 empty] | Bidder 1 |  | Bidder 2 |  | Bidder 3
Miscellaneous |  |  |  |  | Unit Price | Total | Unit Price | Total | Unit Price | Total
1 | 103 | Contract Bond & Insurance | 1 | LS | 15000 | 15000 | 28000 | 28000 | 28600 | 28600
2 | 614 | Maintenance of Traffic | 1 | LS | 5000 | 5000 | 3500 | 3500 | 13000 | 13000
3 | 623 | Construction Layout Stakes and Surveying | 1 | LS | 15000 | 15000 | 4600 | 4600 | 20000 | 20000
4 | 624 | Mobilization | 1 | LS | 20000 | 20000 | 47000 | 47000 | 6000 | 6000
Demolition / Earthwork
5 | 201 | Clearing and Grubbing Including Tree and Stump Removal (Lift Stations, Gravity Sewers) | 1 | LS | 10000 | 10000 | 3600 | 3600 | 40500 | 40500
6 | 201 | Clearing and Grubbing Including Tree and Stump Removal (Open Trench Dual Force Mains) | 1 | LS | 20000 | 20000 | 4500 | 4500 | 18000 | 18000
7 | 202 | Selective Demolition - Saw Cut Asphalt | 100 | LF | 10 | 1000 | 5 | 500 | 5.5 | 550
8 | 607 | Temporary Construction Fencing – As Approved by Owner | 650 | LF | 3 | 1950 | 12 | 7800 | 10 | 6500
9 | 651 | Topsoil Stockpiled | 38 | CY | 30 | 1140 | 10 | 380 | 30 | 1140
10 | 652 | Placing Stockpiled Topsoil | 38 | CY | 35 | 1330 | 20 | 760 | 45 | 1710
11 | 659 | Seeding and Mulching | 5000 | SY | 6 | 30000 | 3 | 15000 | 1.5 | 7500
12 | 659 | Commercial Fertilizer | 0.45 | TON | 1500 | 675 | 1200 | 540 | 2340 | 1053
13 | 832 | Temporary Sediment and Erosion Control | 1 | LS | 5000 | 5000 | 7500 | 7500 | 8000 | 8000
14 | 832 | Temporary Seeding | 110 | SY | 2 | 220 | 1 | 110 | 9.9 | 1089
15 | 659 | Water | 13.5 | M GAL | 50 | 675 | 180 | 2430 | 0.05 | 0.675
Pump Station/Roadway Pavement and Amenities
16 | 301 | Asphalt Base - Access Drive - 3" | 11 | CY | 900 | 9900 | 400 | 4400 | 450 | 4950
17 | 304 | Aggregate Base - Access Drive | 108 | CY | 75 | 8100 | 38 | 4104 | 70 | 7560
18 | Special | No. 4 Limestone Aggregate | 91 | CY | 85 | 7735 | 65 | 5915 | 90 | 8190
19 | 441 | Asphalt Concrete Surface Course, Type 1 (441) - Roadways & Access Drives - 1-1/4" | 5 | CY | 1800 | 9000 | 600 | 3000 | 475 | 2375
20 | 253 | Full-Depth Subgrade Repair | 82 | SY | 40 | 3280 | 10 | 820 | 50 | 4100
21 | Special | Bollards | 4 | EA | 750 | 3000 | 650 | 2600 | 800 | 3200
22 | Special | Vinyl Fence & Gate (2 gates, 1 per pump station) | 360 | LF | 75 | 27000 | 38 | 13680 | 45 | 16200
Lift Station A (East Pump Station)
23 | Special | Dewatering | 10 | DAY | 500 | 5000 | 250 | 2500 | 250 | 2500
24 | Special | Pumps & Control Panel (2 - 11 hp submersible) - Installed Complete | 1 | EA | 120000 | 120000 | 140000 | 140000 | 160000 | 160000
25 | Special | Wet Well / Pump Station - Installed Complete | 1 | EA | 75000 | 75000 | 80000 | 80000 | 41000 | 41000
26 | Special | Valve Vault w/Lockable Cover Enclosure - Installed Complete | 1 | EA | 20000 | 20000 | 35000 | 35000 | 18000 | 18000
27 | Special | Miscellaneous Piping, Tie-ins, Valves & Appurtenances | 1 | EA | 32000 | 32000 | 25000 | 25000 | 35000 | 35000
28 | Special | Manual Transfer Switch | 1 | EA | 6000 | 6000 | 3000 | 3000 | 7520 | 7520
29 | Special | Main Disconnect | 1 | EA | 4000 | 4000 | 1900 | 1900 | 16800 | 16800
Lift Station B (West Pump Station)
30 | Special | Dewatering | 10 | DAY | 500 | 5000 | 250 | 2500 | 250 | 2500
31 | Special | Pumps & Control Panel (2 - 23 hp submersible) - Installed Complete | 1 | EA | 140000 | 140000 | 150000 | 150000 | 141000 | 141000
32 | Special | Wet Well / Pump Station - Installed Complete | 1 | EA | 75000 | 75000 | 90000 | 90000 | 38000 | 38000
33 | Special | Valve Vault w/Lockable Cover Enclosure - Installed Complete | 1 | EA | 25000 | 25000 | 35000 | 35000 | 18000 | 18000
34 | Special | 4" Magnetic Flow Meter in 48" Dia. Manhole - Installed Complete | 1 | EA | 20000 | 20000 | 10600 | 10600 | 15000 | 15000
35 | Special | Miscellaneous Piping, Tie-ins, Valves & Appurtenances | 1 | EA | 28000 | 28000 | 28000 | 28000 | 41000 | 41000
36 | Special | Manual Transfer Switch | 1 | EA | 6000 | 6000 | 3000 | 3000 | 7250 | 7250
37 | Special | Main Disconnect | 1 | EA | 4000 | 4000 | 1900 | 1900 | 19500 | 19500
Utilities
38 | Special | Sanitary Sewer Conduit - 8" SDR 35 PVC - Installed Complete | 1285 | LF | 30 | 38550 | 56 | 71960 | 80 | 102800
39 | Special | Sanitary Force Main - 4" DIPS HDPE SDR 21 – Directional Drill | 7740 | LF | 21.5 | 166410 | 32 | 247680 | 18 | 139320
40 | Special | Sanitary Force Main - 2" & 4" DIPS HDPE SDR 21 from GP-2 to MH B-3 - Open Trench | 1378 | LF | 20 | 27560 | 30 | 41340 | 30 | 41340
41 | Special | Sanitary Force Main - 2" DIPS HDPE SDR 21 from Ex. Grinder Pump Stub to GP-2 - Open Trench | 172 | LF | 19 | 3268 | 18 | 3096 | 30 | 5160
42 | Special | Sanitary Force Main - 4" DIPS HDPE SDR 21 from LS-B to MH B-3 – Open Trench | 456 | LF | 25 | 11400 | 36 | 16416 | 32 | 14592
43 | Special | Sanitary Force Main - Air Release Valve Assembly | 3 | EA | 5500 | 16500 | 7200 | 21600 | 6200 | 18600
44 | Special | Sanitary Force Main - Air Release Vault | 3 | EA | 3000 | 9000 | 4200 | 12600 | 2500 | 7500
45 | Special | Sanitary Force Main - Cleanout Tap | 3 | EA | 1000 | 3000 | 250 | 750 | 3000 | 9000
46 | Special | Sanitary - 48" Manhole | 7 | EA | 4500 | 31500 | 3600 | 25200 | 5200 | 36400
47 | Special | Sanitary Manhole Discharge Tap-In (Perrysville Ohio connection) | 1 | EA | 9500 | 9500 | 2800 | 2800 | 7400 | 7400
48 | Special | Sanitary Manhole Protective Lining (B3 & B5) | 2 | EA | 9000 | 18000 | 3500 | 7000 | 7500 | 15000
49 | Special | Storm Sewer Culvert - 12" HDPE Smooth Wall | 30 | LF | 25 | 750 | 30 | 900 | 60 | 1800
50 | Special | Electrical Overhead | 0 | LF | 0 | 0 |  | 0 | 0 | 0
51 | Special | Electrical Overhead (Poles & Associated Equipment) | 0 | EA | 0 | 0 |  | 0 | 0 | 0
50 | Special | Connection of Existing Drainage Conduits | 100 | LF | 10 | 1000 | 25 | 2500 | 45 | 4500
51 | Special | Underdrain at Full-Depth Repairs | 180 | LF | 8 | 1440 | 10 | 1800 | 40 | 7200
52 | Special | Electrical Underground Conduit | 3040 | LF | 30 | 91200 | 33.5 | 101840 | 65 | 197600
| Special | Electrical Transformers - Installed Complete | 0 | EA | 0 | 0 | 0 | 0 | 0 | 0
| Special | Electrical 3 phase vault - Installed Complete | 0 | EA | 0 | 0 | 0 | 0 | 0 | 0
Miscellaneous
| Special | Electrical Utility Service Extension Allowance | 1 | EA | 211000 | 211000 | 211000 | 211000 | 211000 | 211000
| Special | Owner’s Contingency Allowance | 1 | EA | 25000 | 25000 | 25000 | 25000 | 25000 | 25000
|  |  |  | Total |  | 1425083 |  | 1562621 |  | 1607499.675
Alternate #1 A | Special | Sanitary Force Main 2' DIPS HDPE SDR | 1378 | LF | 18 | 24804 | 25 | 34450 | 12.5 | 17225
Alternate #1 B | Special | Sanitary Force Main 4" DIPS SDR HDPE | 1834 | LF | 21.5 | 39431 | 28 | 51352 | 22 | 40348
|  |  |  | Total with Alternates |  | 1438490 |  | 1599487 |  | 1600572.675

## PH CG PH 1
Pleasant Hill Lake Main Campground Renovations Project
[5 empty] | Bidder 1 |  | Bidder 2 |  | Bidder 3 |  | Bidder 4 |  | Bidder 5 |  | Bidder 6 |  | Bidder 7
ITEM NO | ODOT NO | DESCRIPTION | ESTIMATED BID QUANTITY | UNIT OF MEASURE | UNIT PRICE | TOTAL COST | UNIT PRICE | TOTAL COST | UNIT PRICE | TOTAL COST | UNIT PRICE | TOTAL COST | UNIT PRICE | TOTAL COST | UNIT PRICE | TOTAL COST | UNIT PRICE | TOTAL COST
MISCELLANEOUS
1 | 103 | Contract Bond & Insurance | 1 | LS | 53526.9 | 53526.9 | 26400 | 26400 | 35863 | 35863 | 40000 | 40000 | 136000 | 136000 | 70000 | 70000 | 40000 | 40000
2 | 614 | Maintenance of Traffic | 1 | LS | 5325 | 5325 | 23443.2 | 23443.2 | 27638 | 27638 | 3500 | 3500 | 98000 | 98000 | 12000 | 12000 | 2400 | 2400
3 | 623 | Construction Layout Stakes and Surveying | 1 | LS | 15123 | 15123 | 19219.2 | 19219.2 | 23452 | 23452 | 25000 | 25000 | 137000 | 137000 | 50000 | 50000 | 25000 | 25000
4 | 624 | Mobilization | 1 | LS | 11182.5 | 11182.5 | 46873.2 | 46873.2 | 29302 | 29302 | 25000 | 25000 | 138000 | 138000 | 90000 | 90000 | 30000 | 30000
|  | Demolition / Earthwork |  |  |  | 0 |  | 0 |  | 0 |  | 0 |  | 0 |  | 0 |  | 0
5 | 201 | Clearing and Grubbing – Including Tree & Stump Removal | 1 | LS | 12034.5 | 12034.5 | 20900 | 20900 | 34997 | 34997 | 30000 | 30000 | 157000 | 157000 | 69752.06 | 69752.06 | 21000 | 21000
6 | 202 | Selective Demolition - 2" PVC Watermain | 1100 | LF | 3.48 | 3828 | 15.27 | 16797 | 3.94 | 4334 | 3.5 | 3850 | 12 | 13200 | 21 | 23100 | 3 | 3300
7 | 202 | Selective Demolition – Existing Underground Electrical Conduit and Service Wires | 1 | LS | 10479.6 | 10479.6 | 2420 | 2420 | 14970 | 14970 | 8000 | 8000 | 6300 | 6300 | 2244 | 2244 | 5700 | 5700
8 | 202 | Selective Demolition – Existing 12” RCP Storm | 90 | LF | 11.7 | 1053 | 12.72 | 1144.8 | 10.89 | 980.1 | 8 | 720 | 14 | 1260 | 11.5 | 1035 | 12 | 1080
9 | 202 | Selective Demolition – Existing Storm Catch Basin | 1 | EA | 6283.5 | 6283.5 | 550 | 550 | 454 | 454 | 350 | 350 | 550 | 550 | 1093.5 | 1093.5 | 350 | 350
10 | 202 | Selective Demolition – Existing Electrical Structures | 1 | LS | 3663.6 | 3663.6 | 3528.53 | 3528.53 | 2501 | 2501 | 350 | 350 | 4200 | 4200 | 3272 | 3272 | 3000 | 3000
11 | 202 | Selective Demolition – Existing Dump Stations, Waste Water Tanks, etc | 1 | LS | 788.1 | 788.1 | 6107.2 | 6107.2 | 6963 | 6963 | 2500 | 2500 | 5200 | 5200 | 5844.5 | 5844.5 | 4300 | 4300
11A | 202 | Selective Demolition –Concrete Waste Water Holding Tank, Removed Complete | 1 | EA | 1214.1 | 1214.1 | 3053.6 | 3053.6 | 3155 | 3155 | 3500 | 3500 | 4200 | 4200 | 5651 | 5651 | 4900 | 4900
12 | 202 | Selective Demolition – Existing Asphalt Pavement Removal, Full Depth | 3150 | SY | 3.25 | 10237.5 | 2.91 | 9166.5 | 3.67 | 11560.5 | 3.5 | 11025 | 8 | 25200 | 6 | 18900 | 5 | 15750
13 | 202 | Selective Demolition – Existing Fence | 590 | LF | 7.45 | 4395.5 | 3.88 | 2289.2 | 3.54 | 2088.6 | 5.5 | 3245 | 5 | 2950 | 4 | 2360 | 4 | 2360
14 | 203 | Excavation | 1 | LS | 26412 | 26412 | 70614.5 | 70614.5 | 44000 | 44000 | 100000 | 100000 | 300000 | 300000 | 180000 | 180000 | 195000 | 195000
15 | 203 | Embankment | 1 | LS | 27264 | 27264 | 53056.3 | 53056.3 | 59690 | 59690 | 40000 | 40000 | 150000 | 150000 | 50000 | 50000 | 95000 | 95000
16 | 204 | Subgrade Compaction | 9000 | SY | 0.55 | 4950 | 0.38 | 3420 | 0.9 | 8100 | 2.8 | 25200 | 2 | 18000 | 1.5 | 13500 | 1.5 | 13500
17 | 204 | Proof Rolling | 20 | HR | 1.55 | 31 | 82.5 | 1650 | 106.3 | 2126 | 85 | 1700 | 110 | 2200 | 200.5 | 4010 | 120 | 2400
18 | 607 | Temporary Construction Fencing – As Approved by Owner | 3500 | LF | 6 | 21000 | 3.1 | 10850 | 4.57 | 15995 | 2.5 | 8750 | 7 | 24500 | 7.5 | 26250 | 12 | 42000
19 | 651 | Topsoil Stripped & Stockpiled – Whole Site | 1 | LS | 10600 | 10600 | 19085 | 19085 | 27800 | 27800 | 25000 | 25000 | 68000 | 68000 | 45552.5 | 45552.5 | 32000 | 32000
20 | 652 | Placing Stockpiled Topsoil – Within ROW & Within Campground | 1 | LS | 29400 | 29400 | 25955.6 | 25955.6 | 26600 | 26600 | 50000 | 50000 | 69000 | 69000 | 40172 | 40172 | 44000 | 44000
21 | 832 | Temporary Sediment and Erosion Control | 1 | LS | 13500 | 13500 | 976.8 | 976.8 | 16000 | 16000 | 10000 | 10000 | 59000 | 59000 | 14090.5 | 14090.5 | 8500 | 8500
22 | Special | Tree Protection | 3 | EA | 350 | 1050 | 488.4 | 1465.2 | 537 | 1611 | 500 | 1500 | 50 | 150 | 372.5 | 1117.5 | 150 | 450
|  | Pavement / Hard Surfaces |  |  |  | 0 |  | 0 |  | 0 |  | 0 |  | 0 |  | 0 |  | 0
23 | 253 | Full Depth Pavement & Subgrade Repair | 150 | SY | 27 | 4050 | 66 | 9900 | 90.82 | 13623 | 90 | 13500 | 63 | 9450 | 90.5 | 13575 | 75 | 11250
23A | 251 | Partial Depth Pavement Repair (441) – Haul Routes | 650 | SY | 8.5 | 5525 | 27.5 | 17875 | 17.54 | 11401 | 20 | 13000 | 27 | 17550 | 25.5 | 16575 | 44 | 28600
23B | 253 | Full Depth Pavement Repair (Full Depth including Aggregate Base) – Haul Routes | 300 | SY | 20.85 | 6255 | 66 | 19800 | 50.55 | 15165 | 65 | 19500 | 74 | 22200 | 90.5 | 27150 | 65 | 19500
23C | 253 | Asphalt Pavement Repair – Proposed Utility Trenches | 75 | SY | 56.5 | 4237.5 | 77 | 5775 | 66.64 | 4998 | 100 | 7500 | 74 | 5550 | 100.5 | 7537.5 | 70 | 5250
24 | 301 | Asphalt Concrete Base – Limestone Aggregate - Roadways & Parking Lots - 4" | 427 | CY | 160 | 68320 | 148.5 | 63409.5 | 153.43 | 65514.61 | 140 | 59780 | 142 | 60634 | 137.5 | 58712.5 | 185 | 78995
25 | 304 | Aggregate Base - RV Aprons & RV Pads - 4" | 490 | CY | 37.65 | 18448.5 | 49.08 | 24049.2 | 79.5 | 38955 | 90 | 44100 | 42 | 20580 | 73.5 | 36015 | 47 | 23030
26 | 304 | Aggregate Base – Roadways & Parking Lots - 6" | 640 | CY | 42.1 | 26944 | 45.15 | 28896 | 49.38 | 31603.2 | 65 | 41600 | 42 | 26880 | 47 | 30080 | 47 | 30080
27 | 304 | Aggregate Base – Multi-Use Path - 6" | 86 | CY | 52.7 | 4532.2 | 50.72 | 4361.92 | 94.85 | 8157.1 | 90 | 7740 | 42 | 3612 | 80 | 6880 | 55 | 4730
28 | 304 | Aggregate Base – Concrete Walk – 3” (Prefabricated Restroom & MP Area 9 Toilet/Showerhouse) | 37 | CY | 57.5 | 2127.5 | 52.87 | 1956.19 | 64.46 | 2385.02 | 90 | 3330 | 42 | 1554 | 76.5 | 2830.5 | 50 | 1850
29 | 304 | Aggregate Base - Trash Enclosure Foundation - 6" | 12 | CY | 90 | 1080 | 69.21 | 830.52 | 78.06 | 936.72 | 90 | 1080 | 42 | 504 | 67 | 804 | 55 | 660
30 | 304 | Aggregate Base – Emergency Camper Access – 8" | 40 | CY | 53 | 2120 | 56.49 | 2259.6 | 67.44 | 2697.6 | 90 | 3600 | 42 | 1680 | 73.5 | 2940 | 55 | 2200
31 | 441 | Asphalt Concrete Intermediate Course, Type 2 (448) - Roadways & Parking Lots - 1-3/4" | 187 | CY | 170.5 | 31883.5 | 198 | 37026 | 164.39 | 30740.93 | 190 | 35530 | 190 | 35530 | 183.5 | 34314.5 | 197 | 36839
32 | 441 | Asphalt Concrete Surface Course, Type I (448) - Roadways & Parking Lots - 1-1/4" | 135 | CY | 191.75 | 25886.25 | 247.5 | 33412.5 | 164.39 | 22192.65 | 235 | 31725 | 238 | 32130 | 229.5 | 30982.5 | 215 | 29025
33 | 441 | Asphalt Concrete Surface Course, Type I (448) - Multi-Use Path - 2-1/2" | 37 | CY | 198 | 7326 | 451 | 16687 | 164.39 | 6082.43 | 425 | 15725 | 430 | 15910 | 418 | 15466 | 300 | 11100
34 | 451 | Reinforced Conc. Pavement – Trash Enclosure-Class QC1 –6” | 35 | SY | 50 | 1750 | 101.2 | 3542 | 119.36 | 4177.6 | 12 | 420 | 25 | 875 | 93 | 3255 | 180 | 6300
35 | 451 | Reinforced Conc. Pavement – Trash Enclosure-Class QC1 –8” | 42 | SY | 58.3 | 2448.6 | 148.5 | 6237 | 128.31 | 5389.02 | 13 | 546 | 30 | 1260 | 88 | 3696 | 195 | 8190
36 | 452 | Non-Reinforced Concrete Pavement – Class QC1 - RV Pads & Aprons - 5" | 4404 | SY | 35 | 154140 | 55 | 242220 | 41.71 | 183690.84 | 38 | 167352 | 19 | 83676 | 39.5 | 173958 | 80 | 352320
37 | 511 | Prefabricated Restroom Facility & MP Area 9 T/SH – Concrete Steps w/Associated Footer | 1 | LS | 5825 | 5825 | 5934.5 | 5934.5 | 17963 | 17963 | 15000 | 15000 | 2400 | 2400 | 21170 | 21170 | 26000 | 26000
38 | 608 | Concrete Walk – 4” (Prefabricated Restroom & MP Area 9 Toilet/Showerhouse) | 3930 | SF | 4.15 | 16309.5 | 7.15 | 28099.5 | 8.47 | 33287.1 | 5 | 19650 | 4 | 15720 | 5 | 19650 | 8 | 31440
39 | 608 | Concrete Walk – 4” (Detectable Warning Pads) | 250 | SF | 4.15 | 1037.5 | 33 | 8250 | 33.51 | 8377.5 | 5 | 1250 | 3 | 750 | 23.5 | 5875 | 15 | 3750
40 | 630 | Traffic Control / Parking Signage | 11 | EA | 365 | 4015 | 216.7 | 2383.7 | 229.96 | 2529.56 | 225 | 2475 | 159 | 1749 | 301 | 3311 | 240 | 2640
41 | 642 | Channelizing Line | 200 | FT | 6.5 | 1300 | 1.54 | 308 | 6.9 | 1380 | 1.5 | 300 | 3 | 600 | 6.5 | 1300 | 4 | 800
42 | 642 | Crosswalks | 150 | FT | 8 | 1200 | 18.48 | 2772 | 5.48 | 822 | 17 | 2550 | 5 | 750 | 7.5 | 1125 | 9 | 1350
43 | 642 | Handicap Symbol Marking | 3 | EA | 265 | 795 | 247.5 | 742.5 | 30.66 | 91.98 | 250 | 750 | 158 | 474 | 225 | 675 | 350 | 1050
44 | 642 | Parking Lot Stall Marking | 260 | FT | 7.15 | 1859 | 0.77 | 200.2 | 1.75 | 455 | 0.75 | 195 | 3 | 780 | 6 | 1560 | 5 | 1300
45 | 703 | Prefabricated Restroom – Aggregate Base Foundation – 12” - Installed Complete | 8 | CY | 130 | 1040 | 44 | 352 | 186.96 | 1495.68 | 175 | 1400 | 42 | 336 | 81.5 | 652 | 60 | 480
46 | 712 | Detectable Warnings | 200 | SF | 26.5 | 5300 | 24.2 | 4840 | 6.79 | 1358 | 45 | 9000 | 5 | 1000 | 14 | 2800 | 63 | 12600
47 | Special | 8' Long Concrete Wheel Stop | 112 | EA | 108 | 12096 | 94.6 | 10595.2 | 51.74 | 5794.88 | 125 | 14000 | 27 | 3024 | 87 | 9744 | 95 | 10640
48 | Special | Hand Railing – Prefabricated Restroom/ MP Area 9 T/SH Facility – Steps & Ramps | 315 | LF | 8 | 2520 | 35.81 | 11280.15 | 80.26 | 25281.9 | 15 | 4725 | 63 | 19845 | 117 | 36855 | 105 | 33075
49 | Special | Multi-Use Path Landscape Fabric – Hanes Geo Components Pro Silver/Steel – Installed Complete | 800 | SY | 1.45 | 1160 | 2.38 | 1904 | 3.48 | 2784 | 2 | 1600 | 4 | 3200 | 2.5 | 2000 | 2 | 1600
|  | Utilities |  |  |  | 0 |  | 0 |  | 0 |  | 0 |  | 0 |  | 0 |  | 0
50 | Special | Sanitary Sewer Conduit w/304 backfill - 8" SDR 35 PVC - Installed Complete | 1215 | LF | 63 | 76545 | 70.4 | 85536 | 67 | 81405 | 90 | 109350 | 43 | 52245 | 62.5 | 75937.5 | 52 | 63180
51 | Special | Sanitary Sewer Conduit w/native backfill - 8" SDR 35 PVC - Installed Complete | 437 | LF | 53 | 23161 | 45.1 | 19708.7 | 40 | 17480 | 40 | 17480 | 15 | 6555 | 41 | 17917 | 45 | 19665
52 | Special | Sanitary - 48" Manhole | 9 | EA | 5735 | 51615 | 3362.7 | 30264.3 | 2800 | 25200 | 4000 | 36000 | 2000 | 18000 | 3312 | 29808 | 3450 | 31050
53 | Special | Connect 8” Sanitary to Ex. MH in Area 11 | 1 | EA | 1305 | 1305 | 1598.3 | 1598.3 | 1200 | 1200 | 3600 | 3600 | 53 | 53 | 2365 | 2365 | 3700 | 3700
54 | Special | Sanitary Lateral w/304 backfill (4" PVC lateral, wye connection, connection cap, cleanout) | 706 | LF | 53.5 | 37771 | 70.4 | 49702.4 | 60 | 42360 | 90 | 63540 | 33 | 23298 | 38 | 26828 | 48 | 33888
55 | Special | Sanitary Lateral w/native backfill (4" PVC lateral, wye connection, connection cap, cleanout) | 1707 | LF | 21.5 | 36700.5 | 40.7 | 69474.9 | 42 | 71694 | 50 | 85350 | 15 | 25605 | 57.5 | 98152.5 | 42 | 71694
56 | Special | Sanitary lateral to Prefabricated Restroom w/304 backfill (4” PVC lateral, wye connection, connection cap, 2 cleanouts) | 21 | LF | 67 | 1407 | 95.7 | 2009.7 | 60 | 1260 | 35 | 735 | 33 | 693 | 60 | 1260 | 48 | 1008
57 | Special | Sanitary lateral to Prefabricated Restroom w/native backfill (4” PVC lateral, wye connection, connection cap, 2 cleanouts) | 49 | LF | 32.75 | 1604.75 | 40.7 | 1994.3 | 42 | 2058 | 35 | 1715 | 14 | 686 | 33.5 | 1641.5 | 42 | 2058
58 | Special | Grinder Pump Station – Installed Complete | 1 | EA | 151078.75 | 151078.75 | 181468.1 | 181468.1 | 148500 | 148500 | 150000 | 150000 | 44000 | 44000 | 147992 | 147992 | 128000 | 128000
59 | Special | Force Main Conduit - 2” DIPS HDPE DR 9 – Installed Complete | 180 | LF | 17.25 | 3105 | 17.86 | 3214.8 | 26 | 4680 | 20 | 3600 | 18 | 3240 | 12.5 | 2250 | 28 | 5040
60 | Special | Electrical Utility Underground Conduit (2-6”) - Installed by Contractor | 275 | LF | 27.1 | 7452.5 | 31.13 | 8560.75 | 12.43 | 3418.25 | 42 | 11550 | 87 | 23925 | 29 | 7975 | 55 | 15125
61 | Special | Main Distribution Panels | 2 | EA | 21300 | 42600 | 26188.8 | 52377.6 | 24066 | 48132 | 25000 | 50000 | 18000 | 36000 | 24286 | 48572 | 24500 | 49000
62 | Special | Electrical Junction Box | 10 | EA | 1065 | 10650 | 1853.5 | 18535 | 1364 | 13640 | 1600 | 16000 | 1420 | 14200 | 1719 | 17190 | 1900 | 19000
63 | Special | Electrical Distribution Cable – Installed Complete, Including Conduit | 6200 | LF | 29.05 | 180110 | 24.05 | 149110 | 22.9 | 141980 | 30 | 186000 | 40 | 248000 | 22.5 | 139500 | 28 | 173600
64 | Special | Distribution Panels Concrete Base | 1 | EA | 1065 | 1065 | 1936 | 1936 | 1643 | 1643 | 2300 | 2300 | 368 | 368 | 1795.5 | 1795.5 | 2200 | 2200
65 | Special | Communication Installation Trench | 600 | LF | 6.25 | 3750 | 8.77 | 5262 | 3.82 | 2292 | 8 | 4800 | 6 | 3600 | 8 | 4800 | 9 | 5400
66 | Special | Communication Conduit - 1-1/4" | 600 | LF | 1.8 | 1080 | 5.72 | 3432 | 4.38 | 2628 | 4.5 | 2700 | 10 | 6000 | 5.5 | 3300 | 7 | 4200
67 | Special | Communication Junction Box - 1-1/4" | 2 | EA | 800 | 1600 | 935.94 | 1871.88 | 909 | 1818 | 1100 | 2200 | 1500 | 3000 | 868 | 1736 | 1300 | 2600
68 | Special | Eaton Powerhouse Power Pedestal – Installation Only | 45 | EA | 710 | 31950 | 377.3 | 16978.5 | 1196 | 53820 | 1100 | 49500 | 580 | 26100 | 350 | 15750 | 550 | 24750
69 | Special | Water - 2" HDPE Water Main w/304 backfill - Installed Complete | 1374 | LF | 27.4 | 37647.6 | 29.7 | 40807.8 | 30 | 41220 | 35 | 48090 | 20 | 27480 | 17.5 | 24045 | 20 | 27480
70 | Special | Water - 2" HDPE Water Main w/native backfill - Installed Complete | 221 | LF | 14 | 3094 | 26.4 | 5834.4 | 23 | 5083 | 21 | 4641 | 8 | 1768 | 12.5 | 2762.5 | 17 | 3757
71 | Special | Water - 4" HDPE Water Main w/304 backfill - Installed Complete | 239 | LF | 23.8 | 5688.2 | 38.5 | 9201.5 | 44 | 10516 | 42 | 10038 | 20 | 4780 | 19 | 4541 | 26 | 6214
72 | Special | Water - 4" HDPE Water Main w/native backfill - Installed Complete | 434 | LF | 20.2 | 8766.8 | 34.1 | 14799.4 | 24 | 10416 | 30 | 13020 | 10 | 4340 | 12 | 5208 | 22 | 9548
73 | Special | Water - 2" HDPE Service Branch to Welcome Center w/304 backfill - Installed Complete | 45 | LF | 29 | 1305 | 50.6 | 2277 | 42 | 1890 | 58 | 2610 | 20 | 900 | 18 | 810 | 35 | 1575
74 | Special | Water - 2" HDPE Service Branch to Welcome Center w/native backfill - Installed Complete | 385 | LF | 18.9 | 7276.5 | 22 | 8470 | 18 | 6930 | 26 | 10010 | 9 | 3465 | 11.5 | 4427.5 | 24 | 9240
75 | Special | Water - 1" HDPE Service Branch to Marina w/304 backfill - Installed Complete | 120 | LF | 26.5 | 3180 | 33 | 3960 | 40 | 4800 | 50 | 6000 | 18 | 2160 | 27.5 | 3300 | 33 | 3960
76 | Special | Water - 1" HDPE Service Branch to Marina w/native backfill - Installed Complete | 585 | LF | 16.6 | 9711 | 13.2 | 7722 | 22 | 12870 | 47 | 27495 | 8 | 4680 | 10.5 | 6142.5 | 22 | 12870
77 | Special | Water Lateral - 1" water line, valve assembly, water connection | 45 | EA | 1504 | 67680 | 2688.4 | 120978 | 2320 | 104400 | 2700 | 121500 | 156 | 7020 | 1969.5 | 88627.5 | 1650 | 74250
78 | Special | Water Lateral to Prefabricated Restroom – 1” | 1 | EA | 2035.3 | 2035.3 | 2458.5 | 2458.5 | 2854 | 2854 | 3700 | 3700 | 800 | 800 | 2014.5 | 2014.5 | 1100 | 1100
79 | Special | Water Lateral to MP Area 9 Toilet/Showerhouse – 2” | 1 | EA | 1500 | 1500 | 3100.9 | 3100.9 | 4200 | 4200 | 2800 | 2800 | 800 | 800 | 3148.5 | 3148.5 | 1900 | 1900
80 | Special | 4" Water Valve Assembly and Box | 6 | EA | 730 | 4380 | 752.4 | 4514.4 | 1000 | 6000 | 1400 | 8400 | 1000 | 6000 | 904 | 5424 | 1500 | 9000
81 | Special | 2" Water Valve Assembly and Box | 8 | EA | 923 | 7384 | 547.8 | 4382.4 | 750 | 6000 | 815 | 6520 | 500 | 4000 | 541 | 4328 | 850 | 6800
82 | Special | 1" Water Valve Assembly and Box | 6 | EA | 450 | 2700 | 253 | 1518 | 450 | 2700 | 550 | 3300 | 200 | 1200 | 298 | 1788 | 400 | 2400
83 | Special | 4'' X 4'' Tee | 2 | EA | 178 | 356 | 152.9 | 305.8 | 450 | 900 | 640 | 1280 | 320 | 640 | 148.5 | 297 | 200 | 400
84 | Special | 4'' X 2'' Tee | 3 | EA | 170 | 510 | 100.1 | 300.3 | 300 | 900 | 650 | 1950 | 310 | 930 | 231 | 693 | 200 | 600
85 | Special | 2'' X 2'' Tee | 1 | EA | 135 | 135 | 27.5 | 27.5 | 140 | 140 | 350 | 350 | 230 | 230 | 99 | 99 | 150 | 150
86 | Special | 2'' X 1'' Tee | 1 | EA | 202 | 202 | 29.7 | 29.7 | 210 | 210 | 350 | 350 | 210 | 210 | 176.5 | 176.5 | 150 | 150
87 | Special | 1'' X 1'' Tee | 1 | EA | 202 | 202 | 19.8 | 19.8 | 195 | 195 | 300 | 300 | 160 | 160 | 170 | 170 | 100 | 100
88 | Special | 4” X 2” Reducer | 1 | EA | 325 | 325 | 55 | 55 | 250 | 250 | 500 | 500 | 180 | 180 | 204 | 204 | 200 | 200
89 | Special | 2” X 1” Reducer | 1 | EA | 135 | 135 | 41.8 | 41.8 | 100 | 100 | 325 | 325 | 130 | 130 | 98 | 98 | 125 | 125
90 | Special | Furnish and Install Flush Hydrant | 4 | EA | 2750 | 11000 | 3998.5 | 15994 | 2850 | 11400 | 3000 | 12000 | 1680 | 6720 | 3430 | 13720 | 3800 | 15200
91 | Special | Furnish and Install Air Release Valve | 1 | EA | 0 | 0 | 0 | 0 | - | 0 | 0 | 0 | 0 | 0 | 0 | 0 | - | 0
92 | Special | Replace Existing Yard Hydrant Valve at Marina | 1 | EA | 1285 | 1285 | 3300 | 3300 | 1200 | 1200 | 3000 | 3000 | 410 | 410 | 1708 | 1708 | 1250 | 1250
93 | Special | 4”x4” Tapping Sleeve & Valve at MP Area 9 Toilet/Showerhouse | 1 | LS | 1480 | 1480 | 3605.8 | 3605.8 | 3400 | 3400 | 3500 | 3500 | 600 | 600 | 3122 | 3122 | 3800 | 3800
94 | Special | Cut & Cap Ex. 2” Water Service to Welcome Center | 2 | EA | 537 | 1074 | 962.5 | 1925 | 350 | 700 | 800 | 1600 | 30 | 60 | 461.5 | 923 | 350 | 700
95 | Special | Cut & Cap Ex. 1” Water Service to Marina | 2 | EA | 525 | 1050 | 578.6 | 1157.2 | 250 | 500 | 800 | 1600 | 30 | 60 | 461.5 | 923 | 200 | 400
96 | Special | Storm Sewer Conduit - 6" Installed Complete | 120 | LF | 25.8 | 3096 | 25.3 | 3036 | 30 | 3600 | 45 | 5400 | 18 | 2160 | 20.5 | 2460 | 28 | 3360
97 | Special | Storm Sewer Conduit - 8" Installed Complete | 22 | LF | 35.7 | 785.4 | 72.6 | 1597.2 | 40 | 880 | 35 | 770 | 24 | 528 | 22 | 484 | 40 | 880
98 | Special | Storm Sewer Conduit - 12" RCP w/304 backfill - Installed Complete | 105 | LF | 55 | 5775 | 53.9 | 5659.5 | 60 | 6300 | 50 | 5250 | 28 | 2940 | 50.5 | 5302.5 | 60 | 6300
99 | Special | Storm Sewer Conduit - 12" RCP w/native backfill - Installed Complete | 135 | LF | 50.75 | 6851.25 | 46.2 | 6237 | 40 | 5400 | 45 | 6075 | 12 | 1620 | 41.5 | 5602.5 | 53 | 7155
100 | Special | Storm Catch Basin 2 x 2-B | 3 | EA | 1822 | 5466 | 2137.3 | 6411.9 | 800 | 2400 | 1000 | 3000 | 850 | 2550 | 1191 | 3573 | 1450 | 4350
101 | Special | Precast Headwall & Endwalls, Including Type C Rock Channel Protection | 2 | EA | 2306 | 4612 | 1315.6 | 2631.2 | 4200 | 8400 | 4300 | 8600 | 360 | 720 | 4606 | 9212 | 4800 | 9600
102 | Special | Connection of Existing Drainage Conduits | 125 | LF | 20 | 2500 | 30.8 | 3850 | 20 | 2500 | 25 | 3125 | 18 | 2250 | 22 | 2750 | 35 | 4375
103 | Special | 6” Downspout to Splash | 2 | EA | 954 | 1908 | 299.2 | 598.4 | 250 | 500 | 600 | 1200 | 30 | 60 | 348 | 696 | 1150 | 2300
|  | Landscaping |  |  |  | 0 |  | 0 |  | 0 |  | 0 |  | 0 |  | 0 |  | 0
104 | 659 | Seeding & Mulching - Open Space & RV Sites | 20000 | SY | 1.3 | 26000 | 1.16 | 23200 | 1.12 | 22400 | 1 | 20000 | 2 | 40000 | 1 | 20000 | 1.65 | 33000
105 | 659 | Seed Mix B: Naturalization Areas | 1000 | SY | 1.8 | 1800 | 1.16 | 1160 | 1.12 | 1120 | 1 | 1000 | 2 | 2000 | 1 | 1000 | 4.25 | 4250
106 | 661 | Seedlings for Naturalization Areas - 20' X 20' Spacing w/tree wrap | 20 | EA | 42.5 | 850 | 71.5 | 1430 | 77.75 | 1555 | 65 | 1300 | 55 | 1100 | 66.5 | 1330 | 75 | 1500
107 | 661 | Campground Deciduous Tree - 2" Caliper - Red Maple | 2 | EA | 335 | 670 | 396 | 792 | 493 | 986 | 375 | 750 | 345 | 690 | 367 | 734 | 450 | 900
108 | 661 | Campground Deciduous Tree - 2" Caliper - Sugar Maple | 5 | EA | 360 | 1800 | 396 | 1980 | 621 | 3105 | 375 | 1875 | 345 | 1725 | 367 | 1835 | 575 | 2875
109 | 661 | Campground Deciduous Tree - 2" Caliper - Serviceberry | 1 | EA | 350 | 350 | 396 | 396 | 591 | 591 | 375 | 375 | 345 | 345 | 367 | 367 | 590 | 590
110 | 661 | Campground Deciduous Tree - 2" Caliper - Red Oak | 4 | EA | 345 | 1380 | 396 | 1584 | 591 | 2364 | 375 | 1500 | 342 | 1368 | 367 | 1468 | 610 | 2440
111 | 661 | Campground Evergreen Tree - 6' Height - Norway Spruce | 2 | EA | 264 | 528 | 275 | 550 | 339 | 678 | 275 | 550 | 285 | 570 | 255 | 510 | 450 | 900
112 | 661 | Campground Deciduous Shrubs - 3 Gallon Containers - Compt Amer. Cranberrybush | 34 | EA | 49.6 | 1686.4 | 52.8 | 1795.2 | 48.18 | 1638.12 | 50 | 1700 | 55 | 1870 | 49 | 1666 | 78 | 2652
113 | 661 | Campground Ornamental Grass-3 Gallon Containers-Switch Grass | 28 | EA | 31.7 | 887.6 | 52.8 | 1478.4 | 26.28 | 735.84 | 50 | 1400 | 56 | 1568 | 49 | 1372 | 50 | 1400
114 | 661 | Campground Deciduous Shrubs - 5 Gallon Containers - Arrowwood Viburnum | 16 | EA | 48 | 768 | 74.8 | 1196.8 | 49.28 | 788.48 | 70 | 1120 | 90 | 1440 | 69.5 | 1112 | 75 | 1200
115 | 661 | RV Campsite Landscaping - Arrowwood Viburnum Shrub | 66 | EA | 48 | 3168 | 74.8 | 4936.8 | 49.28 | 3252.48 | 70 | 4620 | 40 | 2640 | 69.5 | 4587 | 75 | 4950
116 | 661 | RV Campsite Landscaping - Gro-low Sumac | 90 | EA | 43.4 | 3906 | 55 | 4950 | 45.99 | 4139.1 | 60 | 5400 | 40 | 3600 | 51 | 4590 | 60 | 5400
117 | 661 | RV Campsite Landscaping - Redosier Dogwood Shrub | 98 | EA | 44 | 4312 | 77 | 7546 | 48.18 | 4721.64 | 75 | 7350 | 40 | 3920 | 71.5 | 7007 | 52 | 5096
118 | 661 | RV Campsite Landscaping - Spicebush | 61 | EA | 43.4 | 2647.4 | 77 | 4697 | 56.95 | 3473.95 | 75 | 4575 | 38 | 2318 | 71.5 | 4361.5 | 55 | 3355
119 | 661 | RV Campsite Landscaping - Red Rays Switch Grass | 42 | EA | 26.5 | 1113 | 17.6 | 739.2 | 26.28 | 1103.76 | 17 | 714 | 18 | 756 | 16.5 | 693 | 45 | 1890
120 | 661 | RV Campsite Landscaping - Karl Forester Reed Grass | 218 | EA | 22.8 | 4970.4 | 17.6 | 3836.8 | 26.28 | 5729.04 | 17 | 3706 | 19 | 4142 | 16.5 | 3597 | 43 | 9374
121 | 661 | RV Campsite Landscaping - Shenandoah Switch Grass | 176 | EA | 26.75 | 4708 | 17.6 | 3097.6 | 26.28 | 4625.28 | 17 | 2992 | 20 | 3520 | 16.5 | 2904 | 55 | 9680
122 | Special | Gravel Mulch - 1" Diameter | 160 | CY | 100 | 16000 | 132 | 21120 | 67.08 | 10732.8 | 130 | 20800 | 65 | 10400 | 122.5 | 19600 | 100 | 16000
123 | Special | Retaining Wall – Prefabricated Restroom Area 10S | 296 | SF | 60 | 17760 | 55 | 16280 | 71.13 | 21054.48 | 40 | 11840 | 42 | 12432 | 59.5 | 17612 | 70 | 20720
124 | Special | Retaining Wall –MP Area 9 Toilet/Showerhouse | 95 | SF | 58.5 | 5557.5 | 55 | 5225 | 88.08 | 8367.6 | 40 | 3800 | 42 | 3990 | 64.5 | 6127.5 | 70 | 6650
125 | Special | Chainlink Fence Gate- 6’ high, 14’ wide opening, swing style | 2 | EA | 640 | 1280 | 2255 | 4510 | 2244.88 | 4489.76 | 2100 | 4200 | 370 | 740 | 4947.5 | 9895 | 2000 | 4000
126 | Special | Chainlink Fence- 6’ high | 371 | LF | 34.5 | 12799.5 | 19.31 | 7164.01 | 19.19 | 7119.49 | 20 | 7420 | 22 | 8162 | 31 | 11501 | 30 | 11130
127 | Special | Aluminum Bed Edging | 160 | LF | 9 | 1440 | 6.16 | 985.6 | 8.78 | 1404.8 | 6 | 960 | 16 | 2560 | 5.5 | 880 | 12 | 1920
|  | Campground Site Furnishings |  |  |  | 0 |  | 0 |  | 0 |  | 0 |  | 0 |  | 0 |  | 0
128 | Special | Coordination of Prefabricated Restroom Facility – Utility Rough-in & Coordination of Connections | 1 | EA | 9425 | 9425 | 2684 | 2684 | 9521.57 | 9521.57 | 15000 | 15000 | 2400 | 2400 | 9310.5 | 9310.5 | 18000 | 18000
129 | 203 | Temporary Grading/Pad and Access for Prefabricated Restroom Facility Installation | 1 | LS | 2471 | 2471 | 4789.4 | 4789.4 | 1782.93 | 1782.93 | 5000 | 5000 | 1800 | 1800 | 10724 | 10724 | 5500 | 5500
130 | Special | Prefabricated Restroom – Concrete Frost Wall – Installed Complete | 115 | LF | 51 | 5865 | 99 | 11385 | 78.17 | 8989.55 | 100 | 11500 | 18 | 2070 | 52.5 | 6037.5 | 62 | 7130
131 | Special | MP Area 9 Toilet/Showerhouse Expansion and Renovation | 1 | LS | 727580 | 727580 | 506030.8 | 506030.8 | 577884 | 577884 | 400000 | 400000 | 500000 | 500000 | 775000 | 775000 | 686500 | 686500
132 | Special | Dumpster Enclosure - Wood Slat Enclosure - Installed Complete | 1 | EA | 10120 | 10120 | 11668.8 | 11668.8 | 16198.92 | 16198.92 | 12000 | 12000 | 4000 | 4000 | 22441.5 | 22441.5 | 12000 | 12000
133 | Special | Wayfinding Signage – Posts & Signage Furnished by Owner, Installed by Contractor | 10 | EA | 394 | 3940 | 105.6 | 1056 | 626.74 | 6267.4 | 250 | 2500 | 110 | 1100 | 178.5 | 1785 | 100 | 1000
134 | Special | Electrical Utility Service Extension Allowance * | 1 | LS | 75000 | 75000 | 75000 | 75000 | 75000 | 75000 | 75000 | 75000 | 75000 | 75000 | 75000 | 75000 | 75000 | 75000
135 | Special | Owner’s Contingency Allowance * | 1 | LS | 50000 | 50000 | 50000 | 50000 | 50000 | 50000 | 50000 | 50000 | 50000 | 50000 | 50000 | 50000 | 50000 | 50000
|  | Total Sum of Bid |  |  |  | 2571302.2 |  | 2737972.05 |  | 2746292.76 |  | 2763779 |  | 3186458 |  | 3230031.06 |  | 3262283
|  | Total listed on bid form |  |  |  | 2574371.2 |  | 2737854.31 |  | 2746292.76 |  | 2763779 |  | 3186458 |  | 3230121.06 |  | 3262283
|  | Difference |  |  |  | -3069 |  | 117.74 |  | 0 |  | 0 | 0 | 0 | 0 | 90 | 0 | 0
Alt. #1 | 709 | 6x6 W2.9/W2.9 (6 gauge) welded wire mesh for RV Pads & Aprons | 4404 | SY | 2 | 8808 | 5.5 | 24222 | 3.86 | 16999.44 | 3 | 13212 | 7 | 30828 | 11 | 48444 | 6 | 26424
Alt. #2 | Special | Culvert Replacement – 16’W x 30”H x 40’L Concrete Box Culvert, Installed Complete | 1 | LS | 57850 | 57850 | 219864.7 | 219864.7 | 98509 | 98509 | 88600 | 88600 | 57000 | 57000 | 103799.5 | 103799.5 | 94000 | 94000
|  | Total Sum of Bid with Alternates |  |  |  | 2637960.2 |  | 2982058.75 |  | 2861801.2 |  | 2865591 |  | 3274286 |  | 3382274.56 |  | 3382707

## PH Cabin Road
Pleasant Hill Lake Cabin Roadway and Infrastructure Project
Bid Opening: Thursday April 19th, 2018 2:00pm
[6 empty] | Bidder 1 |  | Bidder 2 |  | Bidder 3 |  | Bidder 4
ITEM NO. | REF NO. | ITEM DESCRIPTION |  | ITEM AMOUNT | UNIT | UNIT COST | TOTAL COST | UNIT COST | TOTAL COST | UNIT COST | TOTAL COST | UNIT COST | TOTAL COST
Miscellaneous
1 | 103 | Contract Bond & Insurance |  | 1 | LS | 24750 | 24750 | 17050 | 17050 | 12405 | 12405 | 45000 | 45000
2 | 614 | Maintenance of Traffic |  | 1 | LS | 1584 | 1584 | 2904 | 2904 | 1730 | 1730 | 12500 | 12500
3 | 623 | Construction Layout Stakes and Surveying |  | 1 | LS | 13025 | 13025 | 25094.3 | 25094.3 | 17000 | 17000 | 18300 | 18300
4 | 624 | Mobilization |  | 1 | LS | 5140 | 5140 | 26510 | 26510 | 15500 | 15500 | 25000 | 25000
Demolition / Earthwork | [8 empty] | 0 |  | 0 |  | 0
5 | 201 | Clearing and Grubbing - Including Tree & Stump Removal |  | 1 | LS | 18025 | 18025 | 10925 | 10925 | 23000 | 23000 | 35000 | 35000
6 | 202 | Removal & Salvage - Dump Station Sewage Holding Tank (10'x20'x7' Concrete Tank) |  | 1 | EA | 4750 | 4750 | 6900 | 6900 | 6800 | 6800 | 21000 | 21000
7 | 203 | Excavation |  | 1 | LS | 19250 | 19250 | 13800 | 13800 | 122000 | 122000 | 94000 | 94000
8 | 203 | Embankment |  | 1 | LS | 8750 | 8750 | 14950 | 14950 | 11000 | 11000 | 82000 | 82000
9 | 204 | Subgrade Compaction |  | 5000 | SY | 1 | 5000 | 2.01 | 10050 | 1 | 5000 | 2 | 10000
10 | 204 | Proof Rolling |  | 16 | HR | 150 | 2400 | 120.75 | 1932 | 126 | 2016 | 175 | 2800
11 | 607 | Temporary Construction Fencing - As Approved by Owner |  | 4430 | LF | 4 | 17720 | 4.6 | 20378 | 2 | 8860 | 5 | 22150
12 | 651 | Topsoil Stripped & Stockpiled - Whole Site |  | 1 | LS | 12850 | 12850 | 12937.5 | 12937.5 | 11500 | 11500 | 15000 | 15000
13 | 652 | Placing Stockpiled Topsoil - Outside Roadway & Cabin Locations |  | 1 | LS | 12850 | 12850 | 15812.5 | 15812.5 | 23000 | 23000 | 8500 | 8500
14 | 832 | Temporary Sediment and Erosion Control |  | 1 | LS | 4000 | 4000 | 8567.5 | 8567.5 | 4000 | 4000 | 5500 | 5500
15 | 832 | Temporary Seeding |  | 2790 | SY | 1.05 | 2929.5 | 2.3 | 6417 | 0.2 | 558 | 2.5 | 6975
16 | Special | Tree Protection |  | 1 | EA | 450 | 450 | 575 | 575 | 140 | 140 | 500 | 500
Pavement / Hard Surfaces | [8 empty] | 0 |  | 0 |  | 0
17 | 251 | Full Depth Pavement & Subgrade Repair |  | 330 | SY | 60 | 19800 | 36.3 | 11979 | 45 | 14850 | 64.5 | 21285
18 | 251 | Partial Depth Pavement Repair (441) - Haul Routes |  | 650 | SY | 18.5 | 12025 | 23.1 | 15015 | 55 | 35750 | 58 | 37700
19 | 253 | Full Depth Pavement Repair (Full Depth including Aggregate Base) - Haul Routes |  | 300 | SY | 55 | 16500 | 58.3 | 17490 | 102 | 30600 | 50 | 15000
20 | 253 | Asphalt Pavement Repair - Proposed Utility Trenches |  | 10 | SY | 70 | 700 | 63.8 | 638 | 135 | 1350 | 40 | 400
21 | 301 | Asphalt Concrete Base -Limestone Aggregate - Roadways & Parking Lots - 4" |  | 517 | CY | 165 | 85305 | 154 | 79618 | 140 | 72380 | 160 | 82720
22 | 304 | Aggregate Base – Roadways, Parking Lots & Trash Enclosure Pavement- 6" |  | 793 | CY | 44.5 | 35288.5 | 53.9 | 42742.7 | 40 | 31720 | 40 | 31720
23 | 304 | Aggregate Base - Multi-Use Path/Asphalt Sidewalk - 6" |  | 115 | CY | 57 | 6555 | 60.5 | 6957.5 | 60 | 6900 | 40 | 4600
24 | 304 | Aggregate Base - Trash Enclosure Foundation - 6" |  | 17 | CY | 99 | 1683 | 72.05 | 1224.85 | 60 | 1020 | 40 | 680
25 | 304 | Aggregate Base - Grinder Pump Station Access Drive - 8" |  | 42 | CY | 65.25 | 2740.5 | 121 | 5082 | 40 | 1680 | 45 | 1890
26 | Special | No. 4 Limestone Aggregate - Grinder Pump station Access Drive - 6" |  | 31 | CY | 76 | 2356 | 104.5 | 3239.5 | 48 | 1488 | 65 | 2015
27 | 411 | Stabilized Crushed Aggregate – Roadway Shoulder - 3" |  | 44 | CY | 151.5 | 6666 | 66 | 2904 | 127 | 5588 | 45 | 1980
28 | 441 | Asphalt Concrete Intermediate Course, Type 2 (448) - Roadways & Parking Lots - 1-3/4" |  | 226 | CY | 180.5 | 40793 | 165 | 37290 | 155 | 35030 | 165 | 37290
29 | 441 | Asphalt Concrete Surface Course, Type I (448) - Multi-use Path/Asphalt Sidewalk - 2-1/2" |  | 48 | CY | 220 | 10560 | 330 | 15840 | 225 | 10800 | 215 | 10320
30 | 451 | Reinforced Concrete Pavement – Trash Enclosure-Class QC1 –8” |  | 101 | SY | 54.5 | 5504.5 | 78.1 | 7888.1 | 207 | 20907 | 80 | 8080
31 | 630 | Traffic Control / Parking Signage |  | 5 | EA | 231 | 1155 | 266.2 | 1331 | 525 | 2625 | 350 | 1750
32 | 642 | Channelization Line |  | 170 | FT | 6 | 1020 | 6.6 | 1122 | 1 | 170 | 1.5 | 255
33 | 642 | Handicap Symbol Marking |  | 3 | EA | 205 | 615 | 330 | 990 | 34 | 102 | 130 | 390
34 | 642 | Parking Lot Stall Marking (Including Parking Stop-Line Marking) |  | 1370 | FT | 1.4 | 1918 | 7.7 | 10549 | 1 | 1370 | 1.5 | 2055
Utilities | [8 empty] | 0 |  | 0 |  | 0
35 | Special | 6" SDR 35 PVC - Connection to Ex. Dump Station (including bends) |  | 41 | LF | 63.5 | 2603.5 | 40.25 | 1650.25 | 67 | 2747 | 77 | 3157
36 | Special | Sanitary Sewer Conduit w/304 backfill - 8" SDR 35 PVC - Installed Complete |  | 93 | LF | 81.25 | 7556.25 | 102.35 | 9518.55 | 108 | 10044 | 101 | 9393
37 | Special | Sanitary Sewer Conduit w/native backfill - 8" SDR 35 PVC - Installed Complete |  | 875 | LF | 61 | 53375 | 27.6 | 24150 | 70 | 61250 | 53 | 46375
38 | Special | Sanitary - 48" Manhole |  | 7 | EA | 3860 | 27020 | 4008.9 | 28062.3 | 4500 | 31500 | 3050 | 21350
39 | Special | Sanitary Lateral w/304 backfill (4" PVC lateral, wye connection, connection cap, cleanout) |  | 236 | EA | 58.5 | 13806 | 86.25 | 20355 | 42 | 9912 | 54 | 12744
40 | Special | Sanitary Lateral w/native backfill (4" PVC lateral, wye connection, connection cap, cleanout) |  | 314 | EA | 35.5 | 11147 | 52.9 | 16610.6 | 25 | 7850 | 38.5 | 12089
41 | Special | Connect 8" Sanitary to Existing Manhole |  | 1 | EA | 2025 | 2025 | 2219.5 | 2219.5 | 2850 | 2850 | 1500 | 1500
42 | Special | Connect 6" Sanitary to Ex. Dump Station 6" PVC |  | 1 | EA | 2770 | 2770 | 1150 | 1150 | 800 | 800 | 4250 | 4250
43 | Special | Grinder Pump Station – Installed Complete |  | 1 | EA | 128776.25 | 128776.25 | 88837.5 | 88837.5 | 138000 | 138000 | 82418 | 82418
44 | Special | Force Main Conduit - 2” IPS HDPE DR 11 w/native backfill – Installed Complete |  | 505 | LF | 12 | 6060 | 23 | 11615 | 17 | 8585 | 25.12 | 12685.6
45 | Special | Primary Electrical Underground Conduit & Trench Installation (Includes 2 Conduits per Drawings) |  | 230 | LF | 57 | 13110 | 40.7 | 9361 | 63 | 14490 | 65.5 | 15065
46 | Special | Secondary Electrical Underground Conduit & Trench Installation (Includes 2 Conduits per Drawings) |  | 170 | LF | 34 | 5780 | 11 | 1870 | 29.5 | 5015 | 37.41 | 6359.7
47 | Special | Secondary Electrical Underground Conduit & Trench Installation (Includes 1 Conduit per Drawings) |  | 396 | LF | 14 | 5544 | 4.4 | 1742.4 | 15 | 5940 | 31.42 | 12442.32
48 | Special | Data/Communication Underground Conduit & Trench Installation (Includes 3 Conduits per Drawings) |  | 220 | LF | 41 | 9020 | 23.1 | 5082 | 29 | 6380 | 44.27 | 9739.4
49 | Special | Data/Communication Underground Conduit & Trench Installation (Includes 1 Conduits per Drawings) |  | 145 | LF | 37 | 5365 | 9.9 | 1435.5 | 16 | 2320 | 32.93 | 4774.85
50 | Special | Combined Primary/Secondary/Communication Underground Conduit & Trench Installation (Includes 6 Conduits per Drawings |  | 143 | LF | 49 | 7007 | 69.3 | 9909.9 | 82 | 11726 | 106.75 | 15265.25
51 | Special | Combined Primary/Communication Underground Conduit & Trench Installation (Includes 5 Conduits per Drawings |  | 870 | LF | 54 | 46980 | 50.6 | 44022 | 82 | 71340 | 31.2 | 27144
52 | Special | Combined Secondary/Communication Underground Conduit & Trench Installation (Includes 4 Conduits per Drawings |  | 290 | LF | 41 | 11890 | 27.5 | 7975 | 36.5 | 10585 | 48.2 | 13978
53 | Special | Combined Secondary/Communication Underground Conduit & Trench Installation (Includes 3 Conduits per Drawings |  | 70 | LF | 90 | 6300 | 34.1 | 2387 | 31.5 | 2205 | 52.45 | 3671.5
54 | Special | Electrical Distribution Cable (Secondary) |  | 1460 | LF | 4.5 | 6570 | 5.5 | 8030 | 5.2 | 7592 | 34.94 | 51012.4
55 | Special | Pole Light Service Meter & Main Disconnect Post |  | 1 | EA | 10500 | 10500 | 10802 | 10802 | 5750 | 5750 | 8280 | 8280
56 | Special | Install/Coordinate Transformer Concrete Base |  | 4 | EA | 350 | 1400 | 352 | 1408 | 4600 | 18400 | 1150 | 4600
57 | Special | Electrical Junction Box - (Size per Drawings) |  | 9 | EA | 1400 | 12600 | 1222.1 | 10998.9 | 620 | 5580 | 860 | 7740
58 | Special | Communication Junction Box - (Size per Drawings) |  | 8 | EA | 1150 | 9200 | 947.1 | 7576.8 | 620 | 4960 | 1110 | 8880
59 | Special | Light Pole, including pedestal and fixture |  | 1 | EA | 15000 | 15000 | 15858.7 | 15858.7 | 14700 | 14700 | 16500 | 16500
60 | Special | Grinder Pump Station Meter & Main Disconnect Post |  | 1 | EA | 35000 | 35000 | 34933.8 | 34933.8 | 4000 | 4000 | 33153 | 33153
61 | Special | Water - 4" HDPE Water Main w/304 backfill - Installed Complete |  | 350 | LF | 45.5 | 15925 | 47.15 | 16502.5 | 35 | 12250 | 45.38 | 15883
62 | Special | Water - 4" HDPE Water Main w/native backfill - Installed Complete |  | 1065 | LF | 23.5 | 25027.5 | 27.6 | 29394 | 26 | 27690 | 35.98 | 38318.7
63 | Special | Water - 2" HDPE Water Main w/304 backfill - Installed Complete |  | 175 | LF | 48 | 8400 | 36.8 | 6440 | 26 | 4550 | 43.3 | 7577.5
64 | Special | Water - 2" HDPE Water Main w/native backfill - Installed Complete |  | 125 | LF | 25.25 | 3156.25 | 18.4 | 2300 | 20 | 2500 | 34.13 | 4266.25
65 | Special | Water - 1" HDPE Water Connection to Grinder Pump Hydrant - Installed Complete |  | 105 | LF | 25 | 2625 | 14.95 | 1569.75 | 20 | 2100 | 43 | 4515
66 | Special | Water Lateral (1" water line, valve assemblies, water connection) |  | 12 | EA | 580 | 6960 | 870.55 | 10446.6 | 1500 | 18000 | 770 | 9240
67 | Special | Water Lateral (2" water line, valve assemblies, water connection for Shelter House) |  | 1 | EA | 3250 | 3250 | 5830.5 | 5830.5 | 2300 | 2300 | 2030 | 2030
68 | Special | 2" Water Valve Assembly and Box |  | 2 | EA | 625 | 1250 | 661.25 | 1322.5 | 900 | 1800 | 900 | 1800
69 | Special | 4" Water Valve Assembly and Box |  | 2 | EA | 1850 | 3700 | 948.75 | 1897.5 | 1150 | 2300 | 1020 | 2040
70 | Special | 4'' X 4" Tee with 2" reducer |  | 1 | EA | 205 | 205 | 241.5 | 241.5 | 540 | 540 | 440 | 440
71 | Special | 4'' X 4" Tee |  | 1 | EA | 125 | 125 | 92 | 92 | 540 | 540 | 180 | 180
72 | Special | 4'' X 2" Tee |  | 1 | EA | 365 | 365 | 402.5 | 402.5 | 540 | 540 | 410 | 410
73 | Special | 2'' X 2" Tee with 1" reducer |  | 1 | EA | 180 | 180 | 212.75 | 212.75 | 320 | 320 | 220 | 220
74 | Special | Furnish and Install Flush Hydrant |  | 4 | EA | 3050 | 12200 | 5543 | 22172 | 3800 | 15200 | 3867 | 15468
75 | Special | Furnish and Install Frost Free Hydrant at Grinder Pump Station - Installed Complete |  | 1 | EA | 700 | 700 | 948.75 | 948.75 | 1450 | 1450 | 670 | 670
76 | Special | 4" x 4" Tapping Sleeve & Valve at Existing 4" Water Line, with Valve |  | 1 | EA | 1800 | 1800 | 11270 | 11270 | 4100 | 4100 | 2740 | 2740
77 | Special | Storm Sewer Conduit - 12" HDPE w/304 backfill - Installed Complete |  | 35 | LF | 71 | 2485 | 82.8 | 2898 | 34 | 1190 | 40.45 | 1415.75
78 | Special | Storm Sewer Conduit - 12" HDPE w/native backfill - Installed Complete |  | 65 | LF | 41 | 2665 | 74.75 | 4858.75 | 30 | 1950 | 31.45 | 2044.25
79 | Special | Storm Sewer Conduit - 18" HDPE w/304 backfill - Installed Complete |  | 88 | LF | 55.5 | 4884 | 102.35 | 9006.8 | 34 | 2992 | 44.8 | 3942.4
80 | Special | Connection of Existing Drainage Conduit |  | 125 | LF | 39 | 4875 | 17.25 | 2156.25 | 19 | 2375 | 45 | 5625
81 | Special | Storm Sewer Conduit - 24" HDPE w/304 backfill - Installed Complete |  | 17 | LF | 67 | 1139 | 86.25 | 1466.25 | 50 | 850 | 62 | 1054
82 | Special | Storm Catch Basin 2-2-B |  | 1 | EA | 1920 | 1920 | 2587.5 | 2587.5 | 950 | 950 | 1420 | 1420
83 | Special | Storm Catch Basin 2-3 |  | 2 | EA | 1350 | 2700 | 2731.25 | 5462.5 | 1150 | 2300 | 1670 | 3340
84 | Special | Storm Catch Basin 2-4 |  | 1 | EA | 1640 | 1640 | 2932.5 | 2932.5 | 1250 | 1250 | 2000 | 2000
85 | Special | Precast Headwall & Endwalls, Including Type B Rock Channel Protection |  | 4 | EA | 1125 | 4500 | 2127.5 | 8510 | 1100 | 4400 | 700 | 2800
86 | Special | Storm Sewer Conduit - 24" HDPE w/native backfill - Installed Complete |  | 33 | LF | 96.25 | 3176.25 | 109.25 | 3605.25 | 57 | 1881 | 87 | 2871
Landscaping | [8 empty] | 0 |  | 0 |  | 0
87 | 659 | Seeding & Mulching - Open Space |  | 1540 | SY | 1.1 | 1694 | 2.2 | 3388 | 2.5 | 3850 | 6 | 9240
88 | 659 | Commercial Fertilizer (20 LB per 1,000 SF) |  | 0.14 | TON | 2500 | 350 | 2200 | 308 | 3320 | 464.8 | 950 | 133
89 | 659 | Commercial Water (2 Applications of 300 GAL per 1,000 SF) |  | 4.2 | M-GAL | 200 | 840 | 110 | 462 | 1 | 4.2 | 250 | 1050
Campground Site Furnishings | [8 empty] | 0 |  | 0 |  | 0
90 | Special | Dumpster Enclosure - Wood Slat Enclosure - Installed Complete |  | 1 | EA | 11500 | 11500 | 14119.7 | 14119.7 | 13650 | 13650 | 15000 | 15000
91 | Special | Wayfinding Signage – Posts & Signage Furnished by Owner, Installed by Contractor |  | 12 | EA | 225 | 2700 | 121 | 1452 | 170 | 2040 | 100 | 1200
92 | Special | Electrical Utility Service Extension Allowance |  | 1 | LS | 75000 | 75000 | 75000 | 75000 | 75000 | 75000 | 75000 | 75000
93 | Special | Owner’s Contingency Allowance |  | 1 | LS | 25000 | 25000 | 25000 | 25000 | 25000 | 25000 | 25000 | 25000
10% CONTINGENCY | [6 empty] | 0 |  | 0 |  | 0 |  | 0
ESTIMATED CONSTRUCTION COST | [6 empty] | 1094000 |  | 1108600 |  | 1239700 |  | 1367900
BID ITEM - MOBILIZATION & GENERAL CONDITIONS (5% OF CONSTRUCTION COST) | [6 empty] | 0 | BID ITEMS | 0 |  | 0 |  | 0
BID ITEM - BONDS AND INSURANCE (2% OF CONSTRUCTION COST) | [6 empty] | 0 |  | 0 |  | 0 |  | 0
TOTAL ESTIMATED CONSTRUCTION COST | [6 empty] | 1094000 |  | 1108521.5 |  | 1239687 |  | 1367855.87
Total on Bid Sheet | [6 empty] | 1094000 |  | 1108534 |  | 1239687 |  | 1367855.87
Difference | [6 empty] | 0 |  | -12.5 |  | 0 |  | 0

## PH Cabins
Pleasant Hill Lake Cabins
[5 empty] | Bidder 1 |  | Bidder 2 |  | Bidder 3
ITEM NO | ODOT REF. NO | DESCRIPTION | ESTIMATED BID QUANTITY | UNIT OF MEASURE | UNIT COST | TOTAL COST | UNIT COST | TOTAL COST | UNIT COST | TOTAL COST
MISCELLANEOUS
1 | 103 | Contract Bond & Insurance | 1 | LS | 40000 | 40000 | 49500 | 49500 | 54000 | 54000
2 | 614 | Maintenance of Traffic | 1 | LS | 3000 | 3000 | 2545 | 2545 | 2760 | 2760
3 | 623 | Construction Layout Stakes | 1 | LS | 10000 | 10000 | 5968 | 5968 | 9500 | 9500
4 | 624 | Mobilization | 1 | LS | 10000 | 10000 | 4834 | 4834 | 5200 | 5200
|  | Demolition / Earthwork |  |  |  | 0 |  | 0 |  | 0
5 | 832 | Temporary Sediment & Erosion Control (Including Temporary Seeding as needed) | 1 | LS | 27000 | 27000 | 10101 | 10101 | 11400 | 11400
6 | 203 | Waste (Export, Haul) | 1 | LS | 8900 | 8900 | 10274 | 10274 | 6600 | 6600
7 | Special | Rough Grading | 1 | LS | 7850 | 7850 | 29011 | 29011 | 30000 | 30000
8 | 651 | Topsoil Stripped & Stockpiled – Whole Site | 1 | LS | 25000 | 25000 | 14539 | 14539 | 30900 | 30900
9 | 652 | Placing Stockpiled Topsoil – Whole Site | 1 | LS | 32000 | 32000 | 30012 | 30012 | 37400 | 37400
|  | Pavement / Hard Surfaces |  |  |  | 0 |  | 0 |  | 0
10 | 304 | Aggregate Base - Concrete walk - 3" | 25 | CY | 100 | 2500 | 165 | 4125 | 60 | 1500
11 | 608 | Concrete Walk - 4" | 2540 | SF | 9 | 22860 | 11.1 | 28194 | 4.5 | 11430
12 | 608 | Cast-in-Place Concrete Steps in walks, Including Handrails | 28 | LF | 230 | 6440 | 1133 | 31724 | 150 | 4200
|  | Utilities |  |  |  | 0 |  | 0 |  | 0
13 | Special | Sanitary Lateral (4” PVC) | 221 | LF | 69 | 15249 | 61.22 | 13529.62 | 67.15 | 14840.15
14 | Special | Water Lateral (1” HDPE) | 209 | LF | 36 | 7524 | 49.26 | 10295.34 | 35.67 | 7455.03
15 | Special | Storm Drainage Pipe (4” PVC, Solid Wall) | 191 | LF | 23 | 4393 | 34.28 | 6547.48 | 24.61 | 4700.51
16 | Special | Underground Electrical Conduit & Trench (2” PVC Conduit) | 980 | LF | 10 | 9800 | 3.3 | 3234 | 6 | 5880
17 | Special | Telecommunication Conduit & Trench (2” PVC Conduit) | 505 | LF | 9 | 4545 | 3.3 | 1666.5 | 6 | 3030
18 | Special | Lighting Conduit & Trench (1” PVC Conduit) | 241 | LF | 12 | 2892 | 2.75 | 662.75 | 4 | 964
19 | Special | Electrical Distribution Cable | 4016 | LF | 17 | 68272 | 8.75 | 35140 | 6.67 | 26786.72
20 | Special | Lighting Distribution Cable | 241 | LF | 2.4 | 578.4 | 2.96 | 713.36 | 2.85 | 686.85
21 | Special | Post Lamp, Including Foundation | 10 | EA | 1700 | 17000 | 1815 | 18150 | 1250 | 12500
22 | Special | Sanitary Cleanout | 3 | EA | 250 | 750 | 750 | 2250 | 217 | 651
23 | Special | Type B Rock Channel Protection | 8.3 | CY | 361.45 | 3000.035 | 347.6 | 2885.08 | 348.19 | 2889.977
|  | Landscaping |  |  |  | 0 |  | 0 |  | 0
24 | 659 | SEEDING AND MULCHING, CLASS 1 - Lawn turf | 12615 | SY | 2 | 25230 | 2.09 | 26365.35 | 1.25 | 15768.75
|  | Campground Site Furnishings |  |  |  | 0 |  | 0 |  | 0
25 | Special | Wayfinding Signage – Posts & Signage Furnished by Owner, Installed by Contractor | 2 | EA | 900 | 1800 | 500 | 1000 | 760 | 1520
26 | Special | ADA Fire Pit | 2 | EA | 500 | 1000 | 650 | 1300 | 497.5 | 995
|  | cabins |  |  |  | 0 |  | 0 |  | 0
27 | Special | Cabin #1 A (small) | 1 | LS | 367596.03 | 367596.03 | 383020.56 | 383020.56 | 413111 | 413111
28 | Special | Cabin #2 A ADA (small) | 1 | LS | 367596.03 | 367596.03 | 383020.56 | 383020.56 | 413714 | 413714
29 | Special | Cabin #3 A (small) | 1 | LS | 367596.03 | 367596.03 | 383020.56 | 383020.56 | 403072 | 403072
30 | Special | Cabin #4 B (medium) | 1 | LS | 423477.61 | 423477.61 | 404299.48 | 404299.48 | 435791 | 435791
31 | Special | Cabin #5 B (medium) | 1 | LS | 423477.61 | 423477.61 | 404299.48 | 404299.48 | 432748 | 432748
32 | Special | Cabin #6 B ADA (medium) | 1 | LS | 423477.61 | 423477.61 | 404299.48 | 404299.48 | 434173 | 434173
33 | Special | Cabin #7 B (medium) | 1 | LS | 423477.61 | 423477.61 | 404299.48 | 404299.48 | 432224 | 432224
34 | Special | Cabin #8 A (small) | 1 | LS | 367596.03 | 367596.03 | 383020.56 | 383020.56 | 412358 | 412358
35 | Special | Cabin #9 A (small) | 1 | LS | 367596.03 | 367596.03 | 383020.56 | 383020.56 | 414135 | 414135
36 | Special | Cabin #10 A (small) | 1 | LS | 367596.03 | 367596.03 | 383020.56 | 383020.56 | 413018 | 413018
|  | cabin appliances |  |  |  | 0 |  | 0 |  | 0
37 | Special | Electric Range (freestanding) | 8 | EA | 700 | 5600 | 642 | 5136 | 619 | 4952
38 | Special | Slide-In Range (ADA Compliant) | 2 | EA | 1400 | 2800 | 1335 | 2670 | 1134 | 2268
39 | Special | Refrigerator (ADA Compliant) | 10 | EA | 1000 | 10000 | 721 | 7210 | 844 | 8440
40 | Special | Dishwasher | 8 | EA | 570 | 4560 | 361 | 2888 | 439 | 3512
41 | Special | Dishwasher (ADA Compliant) | 2 | EA | 730 | 1460 | 592 | 1184 | 440 | 880
42 | Special | Top Load Washer | 8 | EA | 630 | 5040 | 493 | 3944 | 539 | 4312
43 | Special | Front Load Washer (ADA Compliant) | 2 | EA | 950 | 1900 | 889 | 1778 | 859 | 1718
44 | Special | Electric Dryer | 8 | EA | 600 | 4800 | 472 | 3776 | 499 | 3992
45 | Special | Electric Dryer (ADA Compliant) | 2 | EA | 1000 | 2000 | 988 | 1976 | 799 | 1598
46 | Special | Microwave / Range Hood (over the range) | 8 | EA | 250 | 2000 | 318 | 2544 | 239 | 1912
47 | Special | Range Hood (ADA Compliant) | 2 | EA | 215 | 430 | 60 | 120 | 72 | 144
48 | Special | Microwave (ADA Compliant, countertop) | 2 | EA | 270 | 540 | 351 | 702 | 189 | 378
49 | Special | 1/2 HP Garbage Disposal | 10 | EA | 180 | 1800 | 105 | 1050 | 98 | 980
|  | TOTAL BASE BID (Total of all Extended Values) |  |  |  | 4300000.055 |  | 4294865.76 |  | 4542987.987
|  | Total on Bid Form |  |  |  | 4300000 |  | 4294963.76 |  | 4543000.75
|  | Difference |  |  |  | 0.055 |  | -98 |  | -12.763
| Alternate #1 | Asphalt Shingle Roof | 1 | LS | -34000 | -34000 | -18500 | -18500 | -100000 | -100000
| Alternate #2 | Aluminum and Log Railing | 1 | LS | 1000 | 1000 | 15000 | 15000 | -3000 | -3000
| Alternate #3 | Conventional Framing and Floor System at Second Floor | 1 | LS | -1000 | -1000 | 55000 | 55000 | -10000 | -10000
| Alternate #4 | Remove Divider Grilles (False Muntins) for all Windows and Doors | 1 | LS | -7000 | -7000 | -6000 | -6000 | -6000 | -6000
| Alternate #5 | Remove all tile from Vertical Surfaces | 1 | LS | -5000 | -5000 | -40000 | -40000 | -20000 | -20000
|  | TOTAL BASE BID WITH ALTERNATES(Total of all Extended Values) |  |  |  | 4254000.055 |  | 4300365.76 |  | 4403987.987

## PH CG PH 2
Pleasant Hill Lake Main Campground Redevelopment Phase 2 Project
[5 empty] | Bidder 1 |  | Bidder 2 |  | Bidder 3 |  | Bidder 4 |  | Bidder 5 |  | Bidder 6
ITEM NO | ODOT NO | DESCRIPTION | QUANTITY | UNIT OF MEASURE | UNIT PRICE | TOTAL COST | UNIT PRICE | TOTAL COST | UNIT PRICE | TOTAL COST | UNIT PRICE | TOTAL COST | UNIT PRICE | TOTAL COST | UNIT PRICE | TOTAL COST
1 | 103 | Contract Bond & Insurance | 1 | LS | 37513 | 37513 | 14775 | 14775 | 40000 | 40000 | 27000 | 27000 | 14070 | 14070 | 30000 | 30000
2 | 614 | Maintenance of Traffic | 1 | LS | 3461.5 | 3461.5 | 12127 | 12127 | 15000 | 15000 | 7000 | 7000 | 6218.96 | 6218.96 | 8500 | 8500
3 | 623 | Construction Layout Stakes and Surveying | 1 | LS | 17825 | 17825 | 21092 | 21092 | 60000 | 60000 | 20000 | 20000 | 23189.44 | 23189.44 | 24000 | 24000
4 | 624 | Mobilization | 1 | LS | 5830.5 | 5830.5 | 23684 | 23684 | 82691 | 82691 | 10000 | 10000 | 131994.23 | 131994.23 | 28000 | 28000
|  | Demolition/Earthwork |  |  |  | 0 |  | 0 |  | 0 |  | 0 |  | 0 |  | 0
5 | 201 | Clearing and Grubbing - Including Stump Removal | 1 | LS | 24207.5 | 24207.5 | 37560 | 37560 | 90000 | 90000 | 19000 | 19000 | 28664.23 | 28664.23 | 17000 | 17000
6 | 202 | Selective Demolition - 1" PVC Watermain | 1100 | LF | 3.79 | 4169 | 4.37 | 4807 | 1 | 1100 | 2 | 2200 | 15.44 | 16984 | 3 | 3300
7 | 202 | Selective Demolition - Existing Water Structures | 1 | LS | 2277 | 2277 | 1249 | 1249 | 200 | 200 | 3900 | 3900 | 0 | 0 | 2600 | 2600
8 | 202 | Selective Demolition - Existing Underground Electrical Conduit | 2800 | LF | 2.88 | 8064 | 4.78 | 13384 | 1 | 2800 | 1 | 2800 | 14.22 | 39816 | 3 | 8400
9 | 202 | Selective Demolition - Existing Electrical Structures, including Poles, Overhead Lines, Existing Distribution Panels | 1 | LS | 4750.9 | 4750.9 | 17590 | 17590 | 200 | 200 | 10000 | 10000 | 5349.44 | 5349.44 | 3800 | 3800
10 | 202 | Selective Demolition - Existing 12" RCP Storm | 68 | LF | 22.5 | 1530 | 12.08 | 821.44 | 1 | 68 | 10 | 680 | 43.78 | 2977.04 | 15 | 1020
11 | 202 | Selective Demolition - Existing Storm Headwalls | 4 | EA | 408.25 | 1633 | 151 | 604 | 100 | 400 | 100 | 400 | 600.7 | 2402.8 | 450 | 1800
12 | 202 | Selective Demolition - Existing Dump Stations, Waste Water Tanks, etc. | 3 | EA | 923.84 | 2771.52 | 2767 | 8301 | 100 | 300 | 9000 | 27000 | 4106.31 | 12318.93 | 2100 | 6300
13 | 202 | Selective Demolition - Existing Asphalt Pavement Removal, Full Depth | 3182 | SY | 4.32 | 13746.24 | 7.07 | 22496.74 | 2.5 | 7955 | 5 | 15910 | 4.59 | 14605.38 | 11 | 35002
14 | 202 | Demolition and Removal of Cabins | 0 | EA | 0 | 0 | 0 | 0 |  | 0 |  | 0 | 0 | 0 | 0 | 0
15 | 203 | Excavation | 1 | LS | 40457 | 40457 | 55715 | 55715 | 60000 | 60000 | 15000 | 15000 | 40672 | 40672 | 172000 | 172000
16 | 203 | Embankment | 1 | LS | 10672 | 10672 | 53402 | 53402 | 50000 | 50000 | 5000 | 5000 | 61007 | 61007 | 140000 | 140000
17 | 204 | Subgrade Compaction | 9508 | SY | 0.81 | 7701.48 | 1.02 | 9698.16 | 1 | 9508 | 2 | 19016 | 2.2 | 20917.6 | 1.5 | 14262
18 | 204 | Proof Rolling | 20 | HR | 103.5 | 2070 | 109.73 | 2194.6 | 75 | 1500 | 100 | 2000 | 151.82 | 3036.4 | 200 | 4000
19 | 607 | Temporary Construction Fencing – As Approved by Owner | 3500 | LF | 4.28 | 14980 | 4.83 | 16905 | 1 | 3500 | 4 | 14000 | 5.16 | 18060 | 7 | 24500
20 | 616 | Water for Dust Control | 100 | MGAL | 24.44 | 2444 | 11.69 | 1169 | 10 | 1000 | 50 | 5000 | 2000 | 200000 | 50 | 5000
21 | 616 | Calcium Chloride | 1 | TON | 1190.25 | 1190.25 | 1176 | 1176 | 100 | 100 | 600 | 600 | 1196 | 1196 | 900 | 900
22 | 651 | Topsoil Stripped & Stockpiled – Whole Site | 1 | LS | 35972 | 35972 | 20110 | 20110 | 5000 | 5000 | 10000 | 10000 | 100794.17 | 100794.17 | 55000 | 55000
23 | 652 | Placing Stockpiled Topsoil – Within “ROW” & Within Campground | 1 | LS | 38237.5 | 38237.5 | 18962 | 18962 | 5000 | 5000 | 10000 | 10000 | 26958.29 | 26958.29 | 62000 | 62000
24 | 832 | Temporary Sediment and Erosion Control | 1 | LS | 10522.5 | 10522.5 | 22523 | 22523 | 5000 | 5000 | 10000 | 10000 | 13769.6 | 13769.6 | 12000 | 12000
25 | Special | Tree Protection | 3 | EA | 114.05 | 342.15 | 527 | 1581 | 100 | 300 | 100 | 300 | 384.67 | 1154.01 | 500 | 1500
26 | 253 | Full Depth Pavement & Subgrade Repair | 300 | SY | 26.68 | 8004 | 116.42 | 34926 | 111 | 33300 | 120 | 36000 | 43.3 | 12990 | 80 | 24000
27 | 251 | Partial Depth Pavement Repair (441) - Haul Routes | 650 | SY | 24.73 | 16074.5 | 36.53 | 23744.5 | 37 | 24050 | 70 | 45500 | 5.64 | 3666 | 56 | 36400
28 | 253 | Full Depth Pavement Repair (Full Depth including Aggregate Base) - Haul Routes | 300 | SY | 56.2 | 16860 | 72 | 21600 | 111 | 33300 | 70 | 21000 | 32.9 | 9870 | 84 | 25200
29 | 301 | Asphalt Concrete Base - Roadways - 4" | 452 | CY | 188.6 | 85247.2 | 182.65 | 82557.8 | 221 | 99892 | 190 | 85880 | 169.19 | 76473.88 | 170 | 76840
30 | 304 | Aggregate Base - RV Aprons & RV Pads - 4" | 601 | CY | 77.96 | 46853.96 | 87.69 | 52701.69 | 41 | 24641 | 50 | 30050 | 85.08 | 51133.08 | 50 | 30050
31 | 304 | Aggregate Base – Roadways - 6" | 677 | CY | 69.04 | 46740.08 | 56.78 | 38440.06 | 41 | 27757 | 50 | 33850 | 56.93 | 38541.61 | 50 | 33850
32 | 304 | Aggregate Base - Multi-Use Path - 6" | 22 | CY | 84.69 | 1863.18 | 111.66 | 2456.52 | 41 | 902 | 50 | 1100 | 78.92 | 1736.24 | 50 | 1100
33 | 304 | Aggregate Base - Basketball Court - 4" | 19 | CY | 87.47 | 1661.93 | 186.3 | 3539.7 | 41 | 779 | 50 | 950 | 171.53 | 3259.07 | 50 | 950
34 | 304 | Aggregate Base - Trash Enclosure Foundation - 6" | 7 | CY | 87.73 | 614.11 | 145 | 1015 | 41 | 287 | 50 | 350 | 554.86 | 3884.02 | 50 | 350
35 | 441 | Asphalt Concrete Intermediate Course, Type 2 (448) - Roadways - 1-3/4" | 198 | CY | 205.85 | 40758.3 | 202.68 | 40130.64 | 127 | 25146 | 190 | 37620 | 183.46 | 36325.08 | 195 | 38610
36 | 441 | Asphalt Concrete Surface Course, Type I (448) - Roadways - 1-1/4" | 141 | CY | 220.8 | 31132.8 | 241.57 | 34061.37 | 241 | 33981 | 220 | 31020 | 207.65 | 29278.65 | 220 | 31020
37 | 441 | Asphalt Concrete Surface Course, Type I (448) - Multi-Use Path - 2-1/2” | 9 | CY | 220.8 | 1987.2 | 241.57 | 2174.13 | 345 | 3105 | 347 | 3123 | 241.55 | 2173.95 | 400 | 3600
38 | 451 | Concrete Multi-Sport Court Facility – 4” w/6X6X6 Welded Wire Fabric Mesh | 169 | SY | 58.97 | 9965.93 | 61.78 | 10440.82 | 4 | 676 | 69 | 11661 | 67.23 | 11361.87 | 78 | 13182
39 | 451 | Reinforced Concrete Pavement – Trash Enclosure-Class QC1 –8” | 95 | SY | 67.31 | 6394.45 | 121.77 | 11568.15 | 52 | 4940 | 87 | 8265 | 188.67 | 17923.65 | 90 | 8550
40 | 452 | Non-Reinforced Concrete Pavement – Class QC1 - RV Aprons & RV Pads - 5" | 5409 | SY | 38.53 | 208408.77 | 40.55 | 219334.95 | 52 | 281268 | 65 | 351585 | 52.16 | 282133.44 | 56 | 302904
41 | 608 | Concrete Walk – 4” | 17 | SY | 304.42 | 5175.14 | 83.86 | 1425.62 | 59 | 1003 | 60 | 1020 | 197 | 3349 | 45 | 765
42 | 630 | Traffic Control / Parking Signage | 10 | EA | 336.38 | 3363.8 | 707.02 | 7070.2 | 350 | 3500 | 2000 | 20000 | 6534 | 65340 | 250 | 2500
|  | Utilities |  |  |  | 0 |  | 0 |  | 0 |  | 0 |  | 0 |  | 0
43 | Special | Sanitary Sewer Conduit w/304 backfill - 8" SDR 35 PVC - Installed Complete | 1448 | LF | 97.12 | 140629.76 | 78.5 | 113668 | 84 | 121632 | 90 | 130320 | 94.19 | 136387.12 | 76 | 110048
44 | Special | Sanitary Sewer Conduit w/native backfill - 8" SDR 35 PVC - Installed Complete | 442 | LF | 59.3 | 26210.6 | 33 | 14586 | 48 | 21216 | 55 | 24310 | 56.48 | 24964.16 | 64 | 28288
45 | Special | Sanitary - 48" Manhole | 14 | EA | 4104.68 | 57465.52 | 3268 | 45752 | 3600 | 50400 | 2000 | 28000 | 2856.17 | 39986.38 | 4250 | 59500
46 | Special | Connect 8" Sanitary to Ex. MH | 3 | EA | 1332.09 | 3996.27 | 1180 | 3540 | 1000 | 3000 | 2500 | 7500 | 2748.95 | 8246.85 | 3400 | 10200
47 | Special | Sanitary Lateral w/304 backfill (4" PVC lateral, wye connection, connection cap, cleanout) | 730 | LFF | 66.33 | 48420.9 | 64.5 | 47085 | 40 | 29200 | 54 | 39420 | 35.53 | 25936.9 | 58 | 42340
48 | Special | Sanitary Lateral w/native backfill (4" PVC lateral, wye connection, connection cap, cleanout) | 2022 | LF | 38.94 | 78736.68 | 43.5 | 87957 | 32 | 64704 | 30 | 60660 | 34.2 | 69152.4 | 52 | 105144
49 | Special | Primary Electrical Underground Conduit & Trench Installation (Primary 1-3") - Installed By Contractor | 25 | LFF | 45.06 | 1126.5 | 23.09 | 577.25 | 20 | 500 | 145 | 3625 | 24.44 | 611 | 105 | 2625
50 | Special | Secondary Electrical Underground Conduit & Trench (Secondary 2-4") - Installed By Contractor | 3000 | LF | 8 | 24000 | 23.44 | 70320 | 10 | 30000 | 16 | 48000 | 31.18 | 93540 | 24 | 72000
51 | Special | Main Distribution Panels | 1 | EA | 36800 | 36800 | 22388 | 22388 | 40000 | 40000 | 45000 | 45000 | 20738.55 | 20738.55 | 23500 | 23500
52 | Special | Distribution Panel Concrete Base | 1 | EA | 3372.78 | 3372.78 | 3064 | 3064 | 1000 | 1000 | 11000 | 11000 | 653.33 | 653.33 | 3200 | 3200
53 | Special | Electrical Junction Box | 10 | EA | 1127 | 11270 | 589 | 5890 | 1500 | 15000 | 1900 | 19000 | 873.32 | 8733.2 | 1200 | 12000
54 | Special | Electrical Distribution Cable, Multiple Conduit (Secondary) | 6500 | LF | 27.17 | 176605 | 19.5 | 126750 | 32 | 208000 | 32 | 208000 | 17.57 | 114205 | 20 | 130000
55 | Special | Power Pedestal – Installation (furnished by Owner) | 46 | EA | 431.25 | 19837.5 | 708 | 32568 | 700 | 32200 | 535 | 24610 | 379.49 | 17456.54 | 460 | 21160
56 | Special | Transformer Pad Meter Socket and Meter Pedestal – Furnish and Install (Transformer Provided by Firelands) | 1 | EA | 942.25 | 942.25 | 5980 | 5980 | 2000 | 2000 | 7000 | 7000 | 7993 | 7993 | 11000 | 11000
57 | Special | Water - 2" HDPE Water Main w/304 backfill - Installed Complete | 1917 | LF | 32.88 | 63030.96 | 32 | 61344 | 26 | 49842 | 50 | 95850 | 19.55 | 37477.35 | 18 | 34506
58 | Special | Water - 2" HDPE Water Main w/native backfill - Installed Complete | 350 | LF | 18.4 | 6440 | 23 | 8050 | 16 | 5600 | 40 | 14000 | 11.29 | 3951.5 | 15 | 5250
59 | Special | Water Lateral (1" water line, valve assemblies, water connection) | 46 | EA | 2070.5 | 95243 | 1920 | 88320 | 1400 | 64400 | 1000 | 46000 | 1150.61 | 52928.06 | 1050 | 48300
60 | Special | 2” Water Valve Assembly and Box | 4 | EA | 592.25 | 2369 | 870 | 3480 | 800 | 3200 | 600 | 2400 | 838.61 | 3354.44 | 1200 | 4800
61 | Special | 4'' X 4'' Tee with 2" Reducer | 1 | EA | 146.05 | 146.05 | 200 | 200 | 100 | 100 | 300 | 300 | 859.77 | 859.77 | 400 | 400
62 | Special | 2'' X 2'' Tee | 1 | EA | 1017.75 | 1017.75 | 120 | 120 | 50 | 50 | 300 | 300 | 406.7 | 406.7 | 300 | 300
63 | Special | Furnish and Install Blow-off Hydrant | 3 | EA | 3154.84 | 9464.52 | 3500 | 10500 | 2500 | 7500 | 2500 | 7500 | 2969.32 | 8907.96 | 4400 | 13200
64 | Special | Furnish and Install Air Release Valve | 2 | EA | 1811.25 | 3622.5 | 1 | 2 | 400 | 800 | 1500 | 3000 | 950.49 | 1900.98 | 1400 | 2800
65 | Special | Storm Sewer Conduit - 12" PVC w/304 backfill - Installed Complete | 146 | LF | 51.36 | 7498.56 | 72 | 10512 | 22 | 3212 | 80 | 11680 | 45.51 | 6644.46 | 62 | 9052
66 | Special | Storm Sewer Conduit - 12" PVC w/native backfill - Installed Complete | 825 | LF | 33.41 | 27563.25 | 36 | 29700 | 28 | 23100 | 68 | 56100 | 35.55 | 29328.75 | 50 | 41250
67 | Special | Storm Sewer Conduit - 18" PVC w/304 backfill - Installed Complete | 110 | LF | 63.51 | 6986.1 | 82 | 9020 | 28 | 3080 | 103 | 11330 | 50.08 | 5508.8 | 95 | 10450
68 | Special | Storm Catch Basin 2 x 2-B | 9 | EA | 1303.85 | 11734.65 | 1185 | 10665 | 1700 | 15300 | 1000 | 9000 | 1402.31 | 12620.79 | 1850 | 16650
69 | Special | Precast Headwall & Endwalls, Including Type C Rock Channel Protection | 7 | EA | 2296.55 | 16075.85 | 2700 | 18900 | 2300 | 16100 | 4900 | 34300 | 1947.99 | 13635.93 | 4800 | 33600
70 | Special | Connection of Existing Drainage Conduit | 125 | LF | 35.01 | 4376.25 | 12 | 1500 | 5 | 625 | 68 | 8500 | 35.55 | 4443.75 | 60 | 7500
|  | Landscaping |  |  |  | 0 | 0 | 0 |  | 0 |  | 0 |  | 0 |  | 0
71 | 659 | Seeding and Mulching – Open Space & RV Sites | 15000 | SY | 1.04 | 15600 | 1.06 | 15900 | 1.04 | 15600 | 1.3 | 19500 | 0.875 | 13125 | 1.4 | 21000
72 | 661 | Seedlings for Naturalization Areas - 20' X 20' Spacing w/tree wrap | 72 | EA | 25.3 | 1821.6 | 25.92 | 1866.24 | 25 | 1800 | 66 | 4752 | 130.93 | 9426.96 | 36 | 2592
73 | 659 | Seed Mix A: Naturalization Areas | 540 | SY | 1.04 | 561.6 | 1.2 | 648 | 1 | 540 | 1.3 | 702 | 3.03 | 1636.2 | 2.2 | 1188
74 | 659 | Seed Mix B: Naturalization Areas | 3000 | SY | 1.04 | 3120 | 1.2 | 3600 | 1.05 | 3150 | 1.3 | 3900 | 1.99 | 5970 | 1.65 | 4950
75 | 661 | Campground Deciduous Tree - 2" Caliper - Red Maple | 9 | EA | 583.05 | 5247.45 | 598 | 5382 | 583 | 5247 | 510 | 4590 | 517.09 | 4653.81 | 410 | 3690
76 | 661 | Campground Deciduous Tree - 2" Caliper - Sugar Maple | 5 | EA | 686.55 | 3432.75 | 704 | 3520 | 687 | 3435 | 560 | 2800 | 534.58 | 2672.9 | 475 | 2375
77 | 661 | Campground Deciduous Tree - 2" Caliper - Black Gum | 4 | EA | 686.55 | 2746.2 | 704 | 2816 | 687 | 2748 | 590 | 2360 | 639.58 | 2558.32 | 495 | 1980
78 | 661 | Campground Deciduous Tree - 2" Caliper - Red Oak | 3 | EA | 617.55 | 1852.65 | 637 | 1911 | 618 | 1854 | 600 | 1800 | 509.36 | 1528.08 | 475 | 1425
79 | 661 | Campground Deciduous Tree - 2" Caliper - Northern Catalpa | 3 | EA | 724.5 | 2173.5 | 742 | 2226 | 725 | 2175 | 510 | 1530 | 589.21 | 1767.63 | 450 | 1350
80 | 661 | Campground Deciduous Tree - 2" Caliper - Bitternut Hickory | 2 | EA | 790.05 | 1580.1 | 809 | 1618 | 790 | 1580 | 600 | 1200 | 757.08 | 1514.16 | 540 | 1080
81 | 661 | Campground Deciduous Tree - 2" Caliper - Sweetgum | 3 | EA | 617.55 | 1852.65 | 633 | 1899 | 618 | 1854 | 540 | 1620 | 656.36 | 1969.08 | 415 | 1245
82 | 661 | Campground Deciduous Tree - 2" Caliper - Sycamore | 4 | EA | 531.3 | 2125.2 | 544 | 2176 | 531 | 2124 | 510 | 2040 | 589.21 | 2356.84 | 410 | 1640
83 | 661 | Campground Deciduous Tree - 2" Caliper - Pin Oak | 7 | EA | 583.05 | 4081.35 | 597 | 4179 | 583 | 4081 | 530 | 3710 | 446.32 | 3124.24 | 470 | 3290
84 | 661 | Campground Deciduous Tree - 2" Caliper - Bald Cypress | 6 | EA | 479.55 | 2877.3 | 491 | 2946 | 480 | 2880 | 510 | 3060 | 501 | 3006 | 395 | 2370
85 | 661 | Campground Evergreen Tree - 6' Height - White Spruce | 13 | EA | 410.55 | 5337.15 | 420 | 5460 | 411 | 5343 | 320 | 4160 | 376.78 | 4898.14 | 330 | 4290
86 | 661 | Campground Evergreen Tree - 6' Height - Norway Spruce | 24 | EA | 341.55 | 8197.2 | 350 | 8400 | 342 | 8208 | 320 | 7680 | 376.78 | 9042.72 | 330 | 7920
87 | 661 | Campground Evergreen Tree - 6' Height - Douglas Fir | 4 | EA | 448.5 | 1794 | 460 | 1840 | 449 | 1796 | 320 | 1280 | 400.28 | 1601.12 | 330 | 1320
88 | 661 | Campground Deciduous Shrubs - 5 Gallon Containers - Arrowwood Viburnum | 10 | EA | 55.2 | 552 | 57 | 570 | 55 | 550 | 60 | 600 | 91.93 | 919.3 | 85 | 850
89 | 661 | Campground Deciduous Shrubs - 5 Gallon Containers - Silky Dogwood | 3 | EA | 50.6 | 151.8 | 52 | 156 | 51 | 153 | 60 | 180 | 81.28 | 243.84 | 85 | 255
90 | 661 | Campground Deciduous Shrubs - 5 Gallon Containers - Whitchhazel | 2 | EA | 101.2 | 202.4 | 104 | 208 | 102 | 204 | 85 | 170 | 93.8 | 187.6 | 100 | 200
91 | 661 | Campground Ornamental Grass - 3 Gallon Containers - Shenandoah Switch Grass | 23 | EA | 23 | 529 | 23.6 | 542.8 | 23 | 529 | 25 | 575 | 45.08 | 1036.84 | 60 | 1380
92 | 661 | RV Campsite Landscaping - 5 Gallon Container - Shenandoah Switch Grass | 80 | EA | 23 | 1840 | 23.6 | 1888 | 23 | 1840 | 40 | 3200 | 57.21 | 4576.8 | 70 | 5600
93 | 661 | RV Campsite Landscaping - 36" Height - Arrowwood Viburnum Shrub | 80 | EA | 55.2 | 4416 | 56.57 | 4525.6 | 55 | 4400 | 75 | 6000 | 84.93 | 6794.4 | 85 | 6800
94 | 661 | RV Campsite Landscaping - 2 Gallon Container - Karl Forester Reed Grass | 124 | EA | 17.25 | 2139 | 17.7 | 2194.8 | 18 | 2232 | 20 | 2480 | 41.45 | 5139.8 | 35 | 4340
95 | 661 | RV Campsite Landscaping - 36" Height - Spicebush | 70 | EA | 50.6 | 3542 | 51.5 | 3605 | 50 | 3500 | 85 | 5950 | 59.92 | 4194.4 | 90 | 6300
96 | 661 | RV Campsite Landscaping - 18" Height - Gro-low Fragrant Sumac | 74 | EA | 43.7 | 3233.8 | 45 | 3330 | 44 | 3256 | 64 | 4736 | 58.88 | 4357.12 | 70 | 5180
97 | 661 | RV Campsite Landscaping - 36" Height - Redosier Dogwood Shrub | 96 | EA | 46 | 4416 | 47 | 4512 | 46 | 4416 | 64 | 6144 | 65.6 | 6297.6 | 85 | 8160
98 | 661 | RV Campsite Landscaping - 2” Cal – Armstrong Maple Tree | 16 | EA | 652.05 | 10432.8 | 668 | 10688 | 653 | 10448 | 510 | 8160 | 504.16 | 8066.56 | 415 | 6640
99 | 661 | RV Campsite Landscaping – 2” Cal – Heritage Birch Tree | 14 | EA | 496.8 | 6955.2 | 509 | 7126 | 497 | 6958 | 360 | 5040 | 457.21 | 6400.94 | 395 | 5530
100 | 661 | RV Campsite Landscaping – 8’ HT – Serviceberry Tree | 16 | EA | 686.55 | 10984.8 | 703 | 11248 | 687 | 10992 | 450 | 7200 | 414 | 6624 | 395 | 6320
101 | Special | Boulders | 6 | EA | 230 | 1380 | 236 | 1416 | 230 | 1380 | 100 | 600 | 304.5 | 1827 | 160 | 960
102 | Special | Landscape Fabric and Pre-Emergent Herbicide | 1278 | SY | 4.12 | 5265.36 | 4.22 | 5393.16 | 4 | 5112 | 2 | 2556 | 2.76 | 3527.28 | 6 | 7668
103 | Special | RV Campsite Mulch - River Wash Gravel Per Detail 4, Sheet L-701 | 120 | CY | 143.75 | 17250 | 147.3 | 17676 | 144 | 17280 | 180 | 21600 | 96.23 | 11547.6 | 105 | 12600
104 | Special | Dumpster Enclosure - Wood Slat Enclosure - Installed Complete | 2 | EA | 12563.75 | 25127.5 | 12935 | 25870 | 5600 | 11200 | 7200 | 14400 | 10368.75 | 20737.5 | 4800 | 9600
105 | Special | Wayfinding Signage – Posts & Signage Furnished by Owner, Installed by Contractor | 16 | EA | 99.19 | 1587.04 | 338 | 5408 | 100 | 1600 | 400 | 6400 | 120.39 | 1926.24 | 180 | 2880
106 | Special | Multi-Use Path Bollards | 2 | EA | 1092.5 | 2185 | 2968 | 5936 | 1000 | 2000 | 700 | 1400 | 634 | 1268 | 700 | 1400
107 | Special | Basketball Court - Pavement Markings | 1 | LS | 6210 | 6210 | 2945 | 2945 | 1700 | 1700 | 2300 | 2300 | 1042 | 1042 | 3400 | 3400
108 | Special | Basketball Court - Furnish and Install Complete w/Basketball Hoop (1) | 1 | EA | 3662.75 | 3662.75 | 7367 | 7367 | 17000 | 17000 | 2000 | 2000 | 4318.06 | 4318.06 | 19000 | 19000
109 | Special | Fencing – 8’ Black vinyl fence | 124 | LF | 81.87 | 10151.88 | 83.66 | 10373.84 | 60 | 7440 | 75 | 9300 | 9158 | 1135592 | 75 | 9300
110 | Special | Pea Gravel under Black Vinyl Fence – See Detail L-702 | 6 | CY | 156.4 | 938.4 | 288 | 1728 | 40 | 240 | 150 | 900 | 96.23 | 577.38 | 150 | 900
111 | Special | Storm Sewer Conduit - 18" PVC w/native backfill - Installed Complete | 47 | LF | 58.09 | 2730.23 | 64 | 3008 | 35 | 1645 | 85 | 3995 | 47.87 | 2249.89 | 120 | 5640
|  | Allowance – Electrical Utility Service* | 1 | LS | 20000 | 20000 | 20000 | 20000 | 20000 | 20000 | 20000 | 20000 | 20000 | 20000 | 20000 | 20000
|  | OWNER Contingency Allowance | 1 | LS | 25000 | 25000 | 25000 | 25000 | 25000 | 25000 | 25000 | 25000 | 25000 | 25000 | 25000 | 25000
|  | Total Sum of Bid |  |  |  | 1943739.25 |  | 2050654.78 |  | 2077400 |  | 2140055 |  | 3541472.08 |  | 2389426
|  | Total listed on bid form |  |  |  | 1943739.25 |  | 2050654.78 |  | 2074000 |  | 2140055 |  | 2157879 |  | 2389426
|  | Difference |  |  |  | 0 |  | 0 |  | 3400 |  | 0 |  | 1383593.08 |  | 0
Alt. #1 | 709 | 6x6 W2.9/W2.9 (6 gauge) welded wire mesh for RV Pads & Aprons | 5409 | SY | 0 | 0 | 3.03 | 16389.27 | 3 | 16227 | 12.35 | 66801.15 | 3.15 | 17038.35 | 9 | 48681
|  | Total Sum of Bid with Alternates |  |  |  | 1943739.25 |  | 2067044.05 |  | 2093627 |  | 2206856.15 |  | 3558510.43 |  | 2438107

## PH Horse Bridge
MUSKINGUM WATERSHED CONSERVANCY DISTRICT
PH-19004 HORSE CAMP BRIDGE REPLACEMENT
UNIT PRICE SCHEDULE
[5 empty] | Bidder 1 |  | Bidder 2 |  | Bidder 3 |  | Bidder 4 |  | Bidder 5 |  | Bidder 6 |  | Bidder 7 |  | Bidder 8 |  | Bidder 9
REF NO. | ITEM | DESCRIPTION | EST. BID QUANTITY | UNIT OF MEASURE | UNIT PRICE | EXTENDED VALUE | UNIT PRICE | EXTENDED VALUE | UNIT PRICE | EXTENDED VALUE | UNIT PRICE | EXTENDED VALUE | UNIT PRICE | EXTENDED VALUE | UNIT PRICE | EXTENDED VALUE | UNIT PRICE | EXTENDED VALUE | UNIT PRICE | EXTENDED VALUE | UNIT PRICE | EXTENDED VALUE
1 | 201 | CLEARING AND GRUBBING | 1 | LS | 6509 | 6509 | 8000 | 8000 | 3000 | 3000 | 8000 | 8000 | 7260.06 | 7260.06 | 9003.97 | 9003.97 | 500 | 500 | 5000 | 5000 | 14000 | 14000
2 | 203 | EXCAVATION | 613 | CY | 4.51 | 2764.63 | 14.69 | 9004.97 | 16 | 9808 | 11 | 6743 | 23.94 | 14675.22 | 17.09 | 10476.17 | 8 | 4904 | 10 | 6130 | 19 | 11647
3 | 203 | EMBANKMENT | 487 | CY | 3.69 | 1797.03 | 25.67 | 12501.29 | 16 | 7792 | 10 | 4870 | 18.08 | 8804.96 | 19.42 | 9457.54 | 8 | 3896 | 15 | 7305 | 7 | 3409
4 | 203 | EMBANKMENT, AS PER PLAN | 20 | CY | 71.76 | 1435.2 | 25 | 500 | 16 | 320 | 15 | 300 | 73.38 | 1467.6 | 20.33 | 406.6 | 30 | 600 | 50 | 1000 | 26 | 520
5 | 204 | SUBGRADE COMPACTION | 253 | SY | 0.69 | 174.57 | 11.86 | 3000.58 | 1 | 253 | 0.87 | 220.11 | 7.34 | 1857.02 | 2.15 | 543.95 | 1 | 253 | 2 | 506 | 4 | 1012
6 | 204 | PROOF ROLLING | 1 | HOUR | 103.5 | 103.5 | 125 | 125 | 265 | 265 | 100 | 100 | 97.84 | 97.84 | 271.53 | 271.53 | 100 | 100 | 250 | 250 | 295 | 295
7 | 606 | GUARDRAIL, MISC.: TIMBER GUARDRAIL | 180 | FT | 41.85 | 7533 | 61.11 | 10999.8 | 55 | 9900 | 57 | 10260 | 44.38 | 7988.4 | 52.79 | 9502.2 | 48 | 8640 | 53 | 9540 | 48 | 8640
8 | 659 | TOPSOIL | 290 | CY | 44.02 | 12765.8 | 51.72 | 14998.8 | 63 | 18270 | 12.74 | 3694.6 | 34.56 | 10022.4 | 16.86 | 4889.4 | 10 | 2900 | 61.5 | 17835 | 17 | 4930
9 | 659 | SEEDING AND MULCHING, AS PER PLAN | 2562 | SY | 1.73 | 4432.26 | 1.56 | 3996.72 | 2.5 | 6405 | 1.17 | 2997.54 | 2.64 | 6763.68 | 1.39 | 3561.18 | 1 | 2562 | 2.75 | 7045.5 | 2.6 | 6661.2
10 | 659 | REPAIR SEEDING AND MULCHING | 130 | SY | 1.73 | 224.9 | 1.53 | 198.9 | 3 | 390 | 1 | 130 | 0.65 | 84.5 | 2 | 260 | 1 | 130 | 2.56 | 332.8 | 5.75 | 747.5
11 | 659 | COMMERCIAL FERTILIZER | 0.35 | TON | 747.5 | 261.625 | 857.14 | 299.999 | 600 | 210 | 450 | 157.5 | 595.7 | 208.495 | 1527.38 | 534.583 | 600 | 210 | 1127.51 | 394.6285 | 400 | 140
12 | 659 | LIME | 0.53 | ACRE | 552 | 292.56 | 188.67 | 99.9951 | 900 | 477 | 2 | 1.06 | 112.4 | 59.572 | 776.2 | 411.386 | 400 | 212 | 12.77 | 6.7681 | 75 | 39.75
13 | 659 | WATER | 14 | MGAL | 50.77 | 710.78 | 75 | 1050 | 21 | 294 | 1 | 14 | 23.6 | 330.4 | 1 | 14 | 1 | 14 | 10.25 | 143.5 | 7 | 98
14 | 832 | EROSION CONTROL | 5000 | EACH | 0.27 | 1350 | 0.44 | 2200 | 1 | 5000 | 0.5 | 2500 | 1 | 5000 | 1 | 5000 | 1 | 5000 | 1 | 5000 | 1 | 5000
15 | 301 | ASPHALT CONCRETE BASE, PG64-22 | 49 | CY | 276 | 13524 | 311.4 | 15258.6 | 400 | 19600 | 206 | 10094 | 224.79 | 11014.71 | 329.98 | 16169.02 | 300 | 14700 | 336 | 16464 | 300 | 14700
16 | 304 | AGGREGATE BASE | 38 | CY | 55.75 | 2118.5 | 63.15 | 2399.7 | 130 | 4940 | 109 | 4142 | 85.3 | 3241.4 | 110.65 | 4204.7 | 45 | 1710 | 62.8 | 2386.4 | 75 | 2850
17 | 407 | TACK COAT | 38 | GAL | 6.9 | 262.2 | 3.45 | 131.1 | 4 | 152 | 3.6 | 136.8 | 4.5 | 171 | 2.19 | 83.22 | 2 | 76 | 3 | 114 | 2 | 76
18 | 411 | STABILIZED CRUSHED AGGREGATE | 12 | CY | 95.45 | 1145.4 | 175 | 2100 | 72 | 864 | 157 | 1884 | 105.63 | 1267.56 | 159.07 | 1908.84 | 50 | 600 | 73.05 | 876.6 | 125 | 1500
19 | 441 | ASPHALT CONCRETE SURFACE COURSE, TYPE 1, (448), PG64-22 | 24 | CY | 305.9 | 7341.6 | 635.75 | 15258 | 650 | 15600 | 225 | 5400 | 236.03 | 5664.72 | 604.98 | 14519.52 | 500 | 12000 | 406 | 9744 | 550 | 13200
20 | 638 | 2-INCH WATER MAIN, AS PER PLAN | 80 | FT | 32.51 | 2600.8 | 23 | 1840 | 35 | 2800 | 57 | 4560 | 36.51 | 2920.8 | 17.4 | 1392 | 40 | 3200 | 22.34 | 1787.2 | 82 | 6560
21 | 638 | CURB VALVE AND BOX, AS PER PLAN | 2 | EACH | 920.58 | 1841.16 | 730 | 1460 | 450 | 900 | 520 | 1040 | 582.77 | 1165.54 | 508.18 | 1016.36 | 200 | 400 | 901.25 | 1802.5 | 815 | 1630
22 | 620 | DELINEATOR, POST GROUND MOUNTED | 8 | EACH | 207 | 1656 | 66.36 | 530.88 | 140 | 1120 | 100 | 800 | 95.54 | 764.32 | 54.99 | 439.92 | 48 | 384 | 53 | 424 | 48 | 384
23 | 620 | DELINEATOR, POST SURFACE MOUNTED | 6 | EACH | 179.21 | 1075.26 | 132 | 792 | 140 | 840 | 185 | 1110 | 185.46 | 1112.76 | 82.49 | 494.94 | 73 | 438 | 80 | 480 | 72 | 432
24 | 202 | STRUCTURE REMOVED, OVER 20 FOOT SPAN | 1 | LS | 6348 | 6348 | 11000 | 11000 | 21000 | 21000 | 14000 | 14000 | 7033.94 | 7033.94 | 6870.03 | 6870.03 | 19000 | 19000 | 14800 | 14800 | 17500 | 17500
25 | 202 | WEARING COURSE REMOVED | 52 | SY | 22.56 | 1173.12 | 3.84 | 199.68 | 10 | 520 | 19 | 988 | 16.51 | 858.52 | 14.67 | 762.84 | 11 | 572 | 6.92 | 359.84 | 23 | 1196
26 | 503 | COFFERDAMS AND EXCAVATION BRACING | 1 | LS | 782 | 782 | 6000 | 6000 | 1700 | 1700 | 9000 | 9000 | 5745.22 | 5745.22 | 6254.05 | 6254.05 | 4900 | 4900 | 11625 | 11625 | 18500 | 18500
27 | 503 | UNCLASSIFIED EXCAVATION | 1 | LS | 1380 | 1380 | 100 | 100 | 320 | 320 | 30000 | 30000 | 5450.76 | 5450.76 | 4890.09 | 4890.09 | 3000 | 3000 | 1434 | 1434 | 18250 | 18250
28 | 509 | EPOXY COATED REINFORCING STEEL | 9439 | LB | 0.55 | 5191.45 | 0.09 | 849.51 | 0.25 | 2359.75 | 1.2 | 11326.8 | 1.11 | 10477.29 | 1.11 | 10477.29 | 1 | 9439 | 1.14 | 10760.46 | 1.75 | 16518.25
29 | 511 | CLASS QC1 CONCRETE, FOOTING | 77 | CY | 224.55 | 17290.35 | 54.54 | 4199.58 | 125 | 9625 | 314 | 24178 | 341.68 | 26309.36 | 323.46 | 24906.42 | 300 | 23100 | 321.79 | 24777.83 | 291 | 22407
30 | 511 | CLASS QC1 CONCRETE, RETAINING/WINGWALL ABOVE FOOTING, AS PER PLAN | 26 | CY | 371.99 | 9671.74 | 1423.07 | 36999.82 | 1500 | 39000 | 1130 | 29380 | 1295.86 | 33692.36 | 1332.65 | 34648.9 | 900 | 23400 | 1086.18 | 28240.68 | 1405 | 36530
31 | 511 | CLASS QC1 CONCRETE, HEADWALL, AS PER PLAN | 3 | CY | 1467.02 | 4401.06 | 1500 | 4500 | 2300 | 6900 | 1360 | 4080 | 1642.05 | 4926.15 | 1649.94 | 4949.82 | 1000 | 3000 | 1524.9 | 4574.7 | 1565 | 4695
32 | 511 | CONCRETE, MISC.: WINGWALL AND HEADWALL SURFACE TREATMENT | 430 | SF | 79.11 | 34017.3 | 18.61 | 8002.3 | 1 | 430 | 33 | 14190 | 15.81 | 6798.3 | 7.67 | 3298.1 | 5 | 2150 | 3.05 | 1311.5 | 15 | 6450
33 | 512 | TYPE 2 WATERPROOFING | 97 | SY | 20.99 | 2036.03 | 11.34 | 1099.98 | 24 | 2328 | 21 | 2037 | 39.34 | 3815.98 | 19.18 | 1860.46 | 10 | 970 | 55.5 | 5383.5 | 30 | 2910
34 | 512 | TYPE 3 WATERPROOFING | 93 | SY | 46.25 | 4301.25 | 19.35 | 1799.55 | 39 | 3627 | 31.78 | 2955.54 | 50.58 | 4703.94 | 38.32 | 3563.76 | 20 | 1860 | 66 | 6138 | 38 | 3534
35 | 516 | 1" PREFORMED EXPANSION JOINT FILLER | 62 | SF | 28.57 | 1771.34 | 3.22 | 199.64 | 15 | 930 | 11.7 | 725.4 | 14.12 | 875.44 | 3.22 | 199.64 | 2 | 124 | 5.1 | 316.2 | 7 | 434
36 | 518 | POROUS BACKFILL WITH GEOTEXTILE FABRIC | 22 | CY | 196.03 | 4312.66 | 63.63 | 1399.86 | 120 | 2640 | 80 | 1760 | 110.2 | 2424.4 | 138.88 | 3055.36 | 50 | 1100 | 70.24 | 1545.28 | 103 | 2266
37 | 601 | ROCK CHANNEL PROTECTION, TYPE B WITH FILTER | 69 | CY | 111.84 | 7716.96 | 108.69 | 7499.61 | 135 | 9315 | 93 | 6417 | 141.87 | 9789.03 | 119.86 | 8270.34 | 120 | 8280 | 104.83 | 7233.27 | 128 | 8832
38 | 611 | 16' X 8' CONDUIT, TYPE A, 706.05, AS PER PLAN | 44 | FT | 1626.94 | 71585.36 | 1568.18 | 68999.92 | 1300 | 57200 | 1030 | 45320 | 1544.79 | 67970.76 | 1562.62 | 68755.28 | 3000 | 132000 | 1810.95 | 79681.8 | 1860 | 81840
39 | 614 | DETOUR SIGNING | 1 | LS | 1276.5 | 1276.5 | 1100 | 1100 | 2200 | 2200 | 3800 | 3800 | 2809.92 | 2809.92 | 2007.43 | 2007.43 | 4473 | 4473 | 4070 | 4070 | 2800 | 2800
40 | 616 | WATER | 3 | MGAL | 71.3 | 213.9 | 100 | 300 | 380 | 1140 | 30 | 90 | 42.82 | 128.46 | 1 | 3 | 1 | 3 | 10.25 | 30.75 | 43 | 129
41 | 623 | CONSTRUCTION LAYOUT STAKES AND SURVEYING | 1 | LS | 7521 | 7521 | 6000 | 6000 | 4000 | 4000 | 1100 | 1100 | 3090.91 | 3090.91 | 1924.94 | 1924.94 | 3700 | 3700 | 3550 | 3550 | 6875 | 6875
42 | 624 | MOBILIZATION | 1 | LS | 2576 | 2576 | 11200 | 11200 | 10500 | 10500 | 17000 | 17000 | 5777.07 | 5777.07 | 13639.58 | 13639.58 | 19000 | 19000 | 29273 | 29273 | 10000 | 10000
|  |  | TOTAL BASE BID |  | 255485.795 |  | 278195.7841 |  | 284934.75 |  | 287502.35 |  | 294620.767 |  | 294898.359 |  | 323500 |  | 329673.7066 |  | 360137.7
(Total of all Extended Values)

## PH Horse Electric
Pleasant Hill Horse Camp Electric Upgrades Project Bid Tab
|  |  |  | Bidder 1 |  | Bidder 2
Item | Description | Unit | Estimated | Unit | Total Price | Unit | Total Price
No. |  |  | Quantity | Price |  | Price
1 | Mobilization | LS | 1 | 6250 | 6250 | 700.6 | 700.6
2 | Bonding & Insurance | LS | 1 | 3200 | 3200 | 3587.75 | 3587.75
3 | Construction Layout Stakes & Survey Monuments | LS | 1 | 2275 | 2275 | 8090.8 | 8090.8
4 | Temporary Sediment & Erosion Control | LS | 1 | 8750 | 8750 | 5491.8 | 5491.8
5 | Concrete Washout Station | LS | 1 | 500 | 500 | 904 | 904
6 | Trenching 4' deep 2'wide | LF | 2269 | 18 | 40842 | 14.14 | 32083.66
7 | Concrete for Electrical Service Pad, Piers, and Frame | CY | 2 | 2050 | 4100 | 1728.9 | 3457.8
8 | ODOT 411 Aggregate Surface Course Trench Repair, 4-inch thickness | CY | 21 | 134 | 2814 | 179.19 | 3762.99
9 | Geotextile, ODOT 712.09, Type D | SY | 63 | 10 | 630 | 14.98 | 943.74
10 | ODOT Item 301 Asphalt Trench Repair, 4-inch thickness | CY | 2 | 350 | 700 | 1130 | 2260
11 | Ground Rods (copper clad) | EA | 42 | 79.75 | 3349.5 | 53.11 | 2230.62
12 | Cadweld Connection | EA | 42 | 89.5 | 3759 | 55.37 | 2325.54
13 | 100A Panel 208/120/30V | EA | 1 | 1320 | 1320 | 10735 | 10735
14 | 800A Panel 240/120V with MB | EA | 2 | 18809 | 37618 | 9746.25 | 19492.5
15 | 70-225A KA Breaker | EA | 11 | 767 | 8437 | 513.64 | 5650.04
16 | 3/4- inch Conduit with pull chord, rigid | LF | 342 | 14.35 | 4907.7 | 15.82 | 5410.44
17 | 4-inch Conduit with pull chord, rigid | LF | 120 | 66 | 7920 | 20.34 | 2440.8
18 | 1.5-inch Conduit with pull chord, PVC | LF | 180 | 3 | 540 | 16.05 | 2889
19 | 3-inch Conduit with pull chord, PVC | LF | 3060 | 6.9 | 21114 | 15.03 | 45991.8
20 | 4-inch Conduit with pull chord, PVC | LF | 240 | 19.4 | 4656 | 13.56 | 3254.4
21 | Wire, #12 | LF | 1026 | 0.4 | 410.4 | 2.26 | 2318.76
22 | Wire, #8 | LF | 180 | 0.7 | 126 | 1.81 | 325.8
23 | Wire, #2 | LF | 3600 | 1.7 | 6120 | 1.63 | 5868
24 | Wire, 250mcm | LF | 9180 | 5.15 | 47277 | 5.26 | 48286.8
25 | Handhole, 2'x2'x3'D | EA | 4 | 1350 | 5400 | 852.59 | 3410.36
26 | Meter Socket 100A | EA | 1 | 90 | 90 | 1299.5 | 1299.5
27 | Trans Socket 3CT 1600A | EA | 1 | 6950 | 6950 | 800 | 800
28 | Power pedestal Concrete Pier Foundation, installed complete including reinforcing and conduits | EA | 38 | 600 | 22800 | 559.35 | 21255.3
29 | Power Pedestals, Installed Complete on Concrete Pier | EA | 38 | 1170 | 44460 | 1248.65 | 47448.7
30 | Power Pedestals, Delivered To Owner | EA | 2 | 995 | 1990 | 1115.31 | 2230.62
31 | Receptacle, 20A GFI | EA | 7 | 152.5 | 1067.5 | 822.64 | 5758.48
32 | 8 inch Recessed Down Light | EA | 3 | 785 | 2355 | 1695 | 5085
33 | 40' Wood Pole | EA | 1 | 1500 | 1500 | 750 | 750
34 | Toggle Switch SP 20A | EA | 1 | 280 | 280 | 169.5 | 169.5
35 | Seeding & Mulching | SY | 600 | 6 | 3600 | 8.14 | 4884
36 | Connection of Existing Drainage | LF | 100 | 14 | 1400 | 14.02 | 1402
37 | Electric Service Allowance (Firelands) | LS | 1 | 5000 | 5000 | 5000 | 5000
[5 empty] | 0 |  | 0
Total of All Unit Price Bid Items |  |  |  |  | 314508.1 |  | 317996.1

## PH Area G
Pleasant Hill Campground Area G Unit Bid Price
|  |  |  | Bidder 1 |  | Bidder 2 |  | Bidder 3 |  | Bidder 4 |  | Bidder 5
Item No. | Description | Unit | Quantity | Unit Cost | Item Cost | Unit Cost | Item Cost | Unit Cost | Item Cost | Unit Cost | Item Cost | Unit Cost | Item Cost
1 | Contract Bond & Insurance | 1 | LS | 30800 | 30800 | 32698 | 32698 | 18101.34 | 18101.34 | 2500 | 2500 | 89000 | 89000
2 | Maintenance of Traffic | 1 | LS | 825 | 825 | 14104 | 14104 | 9186.43 | 9186.43 | 4200 | 4200 | 37500 | 37500
3 | Construction Layout Stakes | 1 | LS | 11550 | 11550 | 20437 | 20437 | 30319.75 | 30319.75 | 40000 | 40000 | 59000 | 59000
4 | Mobilization | 1 | LS | 6820 | 6820 | 18120 | 18120 | 8824.4 | 8824.4 | 16000 | 16000 | 59000 | 59000
5 | Owner's Field Office | 1 | LS | 2640 | 2640 | 5450 | 5450 | 18191.85 | 18191.85 | 15000 | 15000 | 1000 | 1000
6 | Clearing and Grubbing, including tree and stump removal | 1 | LS | 45859 | 45859 | 47633 | 47633 | 31790.26 | 31790.26 | 14000 | 14000 | 80000 | 80000
7 | Select Demolition - Cabin, including foundation | 1 | EA | 4268 | 4268 | 3329 | 3329 | 2540.93 | 2540.93 | 3500 | 3500 | 2000 | 2000
8 | Select Demolition - Cabin foundations | 10 | EA | 475.2 | 4752 | 476 | 4760 | 239.38 | 2393.8 | 200 | 2000 | 1000 | 10000
9 | Select Demolition - Ex. Watermain | 2367 | LF | 2.59 | 6130.53 | 2.11 | 4994.37 | 2.82 | 6674.94 | 3 | 7101 | 4 | 9468
10 | Selective Demolition - 8" Sanitary Main (including structures) | 657 | LF | 13.78 | 9053.46 | 7.61 | 4999.77 | 12.23 | 8035.11 | 10 | 6570 | 10 | 6570
11 | Selective Demolition - Cabin Utilities (including sanitary, water, electric) | 1 | LS | 7337 | 7337 | 5176 | 5176 | 2529.61 | 2529.61 | 1800 | 1800 | 2000 | 2000
12 | Selective Demolition - Existing Storm Sewer (including structures) | 159 | LF | 19.45 | 3092.55 | 14.2 | 2257.8 | 14.48 | 2302.32 | 14 | 2226 | 10 | 1590
13 | Selective Demolition - Existing Asphalt Pavement Removal, Full Depth | 2400 | SY | 3.29 | 7896 | 6.82 | 16368 | 4.48 | 10752 | 4 | 9600 | 12 | 28800
14 | Selective Demolition - Removal of site signage and misc. furnishings and recreation | 1 | LS | 236.5 | 236.5 | 2615 | 2615 | 554.35 | 554.35 | 2500 | 2500 | 2990 | 2990
15 | Selective Demolition - Removal and disposal of sanitary tank | 1 | LS | 1683 | 1683 | 7057 | 7057 | 3977.72 | 3977.72 | 2800 | 2800 | 4900 | 4900
16 | Selective Demolition - Ex. Gas line | 1025 | LF | 3.72 | 3813 | 4.31 | 4417.75 | 4.49 | 4602.25 | 5 | 5125 | 1 | 1025
17 | Excavation | 1 | LS | 36575 | 36575 | 70615 | 70615 | 79193.38 | 79193.38 | 61000 | 61000 | 630930.9 | 630930.9
18 | Embankment | 1 | LS | 21945 | 21945 | 80202 | 80202 | 28283.35 | 28283.35 | 28000 | 28000 | 79000 | 79000
19 | Subgrade Compaction | 3921 | SY | 1.15 | 4509.15 | 0.97 | 3803.37 | 1.69 | 6626.49 | 1 | 3921 | 1.5 | 5881.5
20 | Proof Rolling | 10 | HR | 170.5 | 1705 | 50 | 500 | 101.82 | 1018.2 | 210 | 2100 | 100 | 1000
21 | Temporary Consturction Fencing - As Approved by Owner | 2800 | LF | 6.15 | 17220 | 6.09 | 17052 | 9.3 | 26040 | 7 | 19600 | 2.95 | 8260
22 | Water for Dust Control | 100 | MG | 16.5 | 1650 | 3 | 300 | 5 | 500 | 14 | 1400 | 25 | 2500
23 | Calcium Chloride | 1 | TON | 1386 | 1386 | 275 | 275 | 169.7 | 169.7 | 580 | 580 | 600 | 600
24 | Topsoil Stripped & Stockpiled - whole site | 1 | LS | 59895 | 59895 | 22605 | 22605 | 15838.67 | 15838.67 | 22000 | 22000 | 39000 | 39000
25 | Placing Stockpiled Topsoil | 1 | LS | 34320 | 34320 | 59118 | 59118 | 20364.01 | 20364.01 | 24000 | 24000 | 30000 | 30000
26 | Temporary Sediment and Erosion Control | 1 | LS | 10656.4 | 10656.4 | 21308 | 21308 | 29527.82 | 29527.82 | 10000 | 10000 | 4900 | 4900
27 | Tree Protection | 9 | EA | 167.45 | 1507.05 | 250 | 2250 | 404.76 | 3642.84 | 200 | 1800 | 200 | 1800
28 | Temporary Seeding | 3790 | SY | 1.06 | 4017.4 | 0.78 | 2956.2 | 0.73 | 2766.7 | 2 | 7580 | 0.5 | 1895
29 | Full Depth Pavement Repair - Utility Crossing | 55 | SY | 55 | 3025 | 69.6 | 3828 | 156.96 | 8632.8 | 50 | 2750 | 45 | 2475
30 | Partial Depth Pavement Repair (441) | 650 | SY | 18.7 | 12155 | 27.69 | 17998.5 | 45.25 | 29412.5 | 35 | 22750 | 30 | 19500
31 | Full Depth Pavement Repair (Full Depth including Aggregate Base) | 300 | SY | 42.9 | 12870 | 69.02 | 20706 | 96.16 | 28848 | 52 | 15600 | 45 | 13500
32 | Asphalt Concrete Base - Roadways - 4" | 440 | CY | 176 | 77440 | 177.26 | 77994.4 | 169.7 | 74668 | 190 | 83600 | 162 | 71280
33 | Aggregate Base - RV Aprons & RV Pads - 4" | 722 | CY | 66.05 | 47688.1 | 81.48 | 58828.56 | 71.47 | 51601.34 | 80 | 57760 | 50 | 36100
34 | Aggregate Base - Roadways - 6" | 660 | CY | 51.16 | 33765.6 | 53 | 34980 | 68.83 | 45427.8 | 52 | 34320 | 50 | 33000
35 | Aggregate Base - Multi-Use Path - 6" | 42 | CY | 70.67 | 2968.14 | 99 | 4158 | 118.3 | 4968.6 | 90 | 3780 | 50 | 2100
36 | Aggregate Base - Trash Enclsoure Foundation - 6" | 20 | CY | 108.79 | 2175.8 | 169 | 3380 | 119.69 | 2393.8 | 80 | 1600 | 50 | 1000
37 | Aspahlt Concrete Intermiediate Course, Type 2 (448) - Roadways - 1-3/4" | 192 | CY | 192.5 | 36960 | 180 | 34560 | 175.35 | 33667.2 | 195 | 37440 | 165 | 31680
38 | Asphalt Concrete Surface Course, Type I (448) - Roadway - 1 1/4" | 140 | CY | 209 | 29260 | 183 | 25620 | 197.98 | 27717.2 | 200 | 28000 | 170 | 23800
39 | Asphalt Concrete Surface Course, Type I (448) - Multi-Use Path - 2 1/2" | 18 | CY | 242 | 4356 | 183 | 3294 | 350.71 | 6312.78 | 200 | 3600 | 170 | 3060
40 | Reinforced Concrete pavement - Trash Enclsoure - Class QC1- 8" | 72 | SY | 77.55 | 5583.6 | 157 | 11304 | 160.77 | 11575.44 | 360 | 25920 | 95 | 6840
41 | Reinforced Portand Cement Concrete - RV Pads Class QC1 - 5" | 6500 | SY | 39.38 | 255970 | 37.8 | 245700 | 38.27 | 248755 | 50 | 325000 | 75 | 487500
42 | Concrete Walk - 4" | 1750 | SF | 5.39 | 9432.5 | 6.16 | 10780 | 4.85 | 8487.5 | 9 | 15750 | 6 | 10500
43 | Traffic / Parking Signage | 6 | EA | 562.65 | 3375.9 | 665 | 3990 | 186.67 | 1120.02 | 100 | 600 | 295 | 1770
44 | Concrete Curbing, integral to sidewalk | 55 | LF | 42 | 2310 | 42 | 2310 | 17.89 | 983.95 | 150 | 8250 | 65 | 3575
45 | Traffic Painting, Crosswalk Striping | 20 | LF | 1.1 | 22 | 10 | 200 | 1.13 | 22.6 | 15 | 300 | 5 | 100
46 | Traffic Painting, Handicap Symbol Marking, including loading stripe | 1 | EA | 148.5 | 148.5 | 150 | 150 | 152.73 | 152.73 | 250 | 250 | 250 | 250
47 | Traffic Painting, Island Marking | 140 | SF | 1.1 | 154 | 2 | 280 | 1.13 | 158.2 | 15 | 2100 | 3 | 420
48 | Traffic Painting, Parking Lot Stall Marking | 170 | LF | 0.88 | 149.6 | 2 | 340 | 0.9 | 153 | 40 | 6800 | 1 | 170
49 | Full Depth Subgrade Repair | 50 | SY | 64.02 | 3201 | 89 | 4450 | 14.93 | 746.5 | 60 | 3000 | 49 | 2450
50 | Detectable Warning | 4 | EA | 770 | 3080 | 231 | 924 | 1316.86 | 5267.44 | 1400 | 5600 | 775 | 3100
51 | Sanitary Sewer Conduit - 8" SDR 35 PVC w/304 backfill - Installed Complete | 1695 | LF | 105.75 | 179246.25 | 130 | 220350 | 140.21 | 237655.95 | 72 | 122040 | 90 | 152550
52 | Sanitary Sewer Conduit - 8" SDR 35 PVC w/native backfill - Installed Complete | 500 | LF | 57.19 | 28595 | 45.5 | 22750 | 94.86 | 47430 | 45 | 22500 | 80 | 40000
53 | Sanitary - 48" Manhole | 11 | EA | 4293.5 | 47228.5 | 3620 | 39820 | 3598.27 | 39580.97 | 3300 | 36300 | 3000 | 33000
54 | Sanitary - 48" Manhole on existing 8" main | 1 | EA | 6789.2 | 6789.2 | 6775 | 6775 | 5046 | 5046 | 4800 | 4800 | 3900 | 3900
55 | Sanitary Lateral w/304 backfill (4" PVC lateral, wye connection, connection cap, cleanout) | 777 | LF | 67.73 | 52626.21 | 92 | 71484 | 91.94 | 71437.38 | 55 | 42735 | 70 | 54390
56 | Sanitary Lateral w/native backfill (4" PVC lateral, wye connection, connection cap, cleanout) | 2375 | LF | 39.99 | 94976.25 | 46 | 109250 | 38.47 | 91366.25 | 45 | 106875 | 60 | 142500
57 | Storm Sewer Conduit - 12" - Installed Complete | 1331 | LF | 47.56 | 63302.36 | 46 | 61226 | 58.68 | 78103.08 | 32 | 42592 | 70 | 93170
58 | Storm Sewer Conduit - 18" - Installed Complete | 278 | LF | 59.03 | 16410.34 | 51 | 14178 | 76.79 | 21347.62 | 45 | 12510 | 90 | 25020
59 | Storm Catch Basin 2 x 2-B | 8 | EA | 2075.15 | 16601.2 | 1150 | 9200 | 2418.22 | 19345.76 | 1400 | 11200 | 1000 | 8000
60 | Storm Catch Basin 2 x 3 | 1 | EA | 2806.1 | 2806.1 | 1650 | 1650 | 2488.93 | 2488.93 | 1600 | 1600 | 1250 | 1250
61 | Precast Headwall & endwall including outlet protection | 7 | EA | 1372.93 | 9610.51 | 2400 | 16800 | 775.76 | 5430.32 | 1500 | 10500 | 600 | 4200
62 | Storm Outlet Structure, orfice plate | 1 | EA | 225.5 | 225.5 | 1500 | 1500 | 1889.32 | 1889.32 | 200 | 200 | 2900 | 2900
63 | Primary Electrical Underground Conduit & Trench Installation (2-6" schedule 80 conduits) | 460 | LF | 39.35 | 18101 | 37.5 | 17250 | 39.59 | 18211.4 | 40 | 18400 | 35 | 16100
64 | Underground Electrical Service to Maintenance building, furnish & install complete, including reconnection | 1 | LS | 6311.8 | 6311.8 | 5927 | 5927 | 5091 | 5091 | 5400 | 5400 | 4500 | 4500
65 | Secondary Electrical Underground Conduit & Trench (Secondary 13-3") | 95 | LF | 60.03 | 5702.85 | 96 | 9120 | 88.24 | 8382.8 | 92 | 8740 | 78 | 7410
66 | Secondary Electrical Underground Conduit & Trench (Secondary 9-3") | 100 | LF | 37.71 | 3771 | 63 | 6300 | 50.91 | 5091 | 54 | 5400 | 45 | 4500
67 | Secondary Electrical Underground Conduit & Trench (Secondary 6-3") | 56 | LF | 42 | 2352 | 51 | 2856 | 69.29 | 3880.24 | 72 | 4032 | 61 | 3416
68 | Secondary Electrical Underground Conduit & Trench (Secondary 4-3") | 99 | LF | 31.4 | 3108.6 | 35 | 3465 | 37.71 | 3733.29 | 40 | 3960 | 33 | 3267
69 | Secondary Electrical Underground Conduit & Trench (Secondary 2-3") | 1336 | LF | 23.46 | 31342.56 | 17.33 | 23152.88 | 27.15 | 36272.4 | 30 | 40080 | 24 | 32064
70 | Secondary Electrical Underground Conduit & Trench (Secondary 1-3") | 1530 | LF | 20.13 | 30798.9 | 21.6 | 33048 | 22.06 | 33751.8 | 23 | 35190 | 19.5 | 29835
71 | Main Distribution Panels (including grounding and equipment) | 2 | EA | 13530 | 27060 | 17726 | 35452 | 13576 | 27152 | 14000 | 28000 | 12000 | 24000
72 | Electrical Junction Box | 10 | EA | 110 | 1100 | 873 | 8730 | 113.13 | 1131.3 | 120 | 1200 | 100 | 1000
73 | Electrical Distribution Cable, Multiple Cables Per Conduit | 7250 | LF | 15.18 | 110055 | 16.88 | 122380 | 15.72 | 113970 | 16 | 116000 | 13.9 | 100775
74 | Distribution Panel Concrete Base | 1 | EA | 3960 | 3960 | 1454 | 1454 | 5656.67 | 5656.67 | 6000 | 6000 | 5000 | 5000
75 | Electrical Transformers and Service | 2 | EA | 5111.7 | 10223.4 | 931 | 1862 | 6165.77 | 12331.54 | 6500 | 13000 | 5450 | 10900
76 | Gas Line - 2" with native backfill - installed complete with valves | 1 | LS | 13890.8 | 13890.8 | 13276 | 13276 | 7398.92 | 7398.92 | 20000 | 20000 | 9700 | 9700
77 | Water - 4" main with 304 backfill - installed complete | 204 | LF | 39.82 | 8123.28 | 48 | 9792 | 39.54 | 8066.16 | 42 | 8568 | 79 | 16116
78 | Water - 4" main with native backfill - installed complete | 271 | LF | 25.63 | 6945.73 | 27 | 7317 | 29.33 | 7948.43 | 32 | 8672 | 70 | 18970
79 | Water - 2" Water Main with 304 backfill - installed complete | 1477 | LF | 35.17 | 51946.09 | 33 | 48741 | 39.8 | 58784.6 | 35 | 51695 | 60 | 88620
80 | Water - 2" Water Main with native backfill - installed complete | 275 | LF | 23.45 | 6448.75 | 29 | 7975 | 26.58 | 7309.5 | 32 | 8800 | 50 | 13750
81 | 4" Water Tapping Sleeve and valve | 2 | EA | 1489.95 | 2979.9 | 3100 | 6200 | 3047.81 | 6095.62 | 2800 | 5600 | 1000 | 2000
82 | 4" Water Valve Box assembly | 1 | EA | 295.68 | 295.68 | 300 | 300 | 339.4 | 339.4 | 2000 | 2000 | 300 | 300
83 | 2" Water Valve Box assembly | 2 | EA | 176.66 | 353.32 | 300 | 600 | 339.4 | 678.8 | 1600 | 3200 | 595 | 1190
84 | 2x2 Tee with 2" valve | 1 | EA | 1031.97 | 1031.97 | 900 | 900 | 2884.9 | 2884.9 | 1000 | 1000 | 700 | 700
85 | 4"x4" Tee with 2" Reducer | 3 | EA | 400.02 | 1200.06 | 250 | 750 | 825.87 | 2477.61 | 1200 | 3600 | 350 | 1050
86 | Furnish and Install Flushing Hydrant, including 2" lead | 2 | EA | 3460.16 | 6920.32 | 4250 | 8500 | 4168.61 | 8337.22 | 3500 | 7000 | 4000 | 8000
87 | Furnish and Install Yard Hydrant (frost free) | 1 | EA | 1461.68 | 1461.68 | 3000 | 3000 | 3334.04 | 3334.04 | 1500 | 1500 | 2900 | 2900
88 | Water Lateral (1" water line, valve assemblies, water connection) | 50 | EA | 2302.94 | 115147 | 1975 | 98750 | 1364.63 | 68231.5 | 2800 | 140000 | 2500 | 125000
89 | Water Lateral to Maintenance Building (1" water line, valve assemblies, water connection) | 1 | EA | 3892.41 | 3892.41 | 9000 | 9000 | 3484.5 | 3484.5 | 1800 | 1800 | 3000 | 3000
90 | Water Lateral (1 1/2" water line, valve assemblies, water connection) | 1 | EA | 3073.57 | 3073.57 | 2550 | 2550 | 3031.97 | 3031.97 | 4800 | 4800 | 3000 | 3000
91 | Power Pedestal - Installation including foundation | 49 | EA | 550.41 | 26970.09 | 676 | 33124 | 429.9 | 21065.1 | 450 | 22050 | 380 | 18620
92 | Communication Conduit - 2-2" PVC | 568 | LF | 14.77 | 8389.36 | 16 | 9088 | 11.31 | 6424.08 | 12 | 6816 | 10 | 5680
93 | Communication Conduit - handholes | 2 | EA | 1100 | 2200 | 2036 | 4072 | 1131.33 | 2262.66 | 1200 | 2400 | 1000 | 2000
94 | Connection of Existing Drainage Conduit | 100 | LF | 27.71 | 2771 | 10 | 1000 | 8.59 | 859 | 120 | 12000 | 74 | 7400
95 | Picnic Table - Belson Outdoors Model R8HA-P Green - Supplied by owner | 49 | EA | 66 | 3234 | 148 | 7252 | 18 | 882 | 120 | 5880 | 100 | 4900
96 | Concrete Wheel Stop | 104 | EA | 92.45 | 9614.8 | 132 | 13728 | 87.85 | 9136.4 | 120 | 12480 | 80 | 8320
97 | Multi-Use Path Bollards | 2 | EA | 1908.5 | 3817 | 2132 | 4264 | 1699.82 | 3399.64 | 20 | 40 | 150 | 300
98 | Dumpster Enclosure - Wood Slat Enclosure for Trash & Recycling (Double) | 1 | EA | 12078 | 12078 | 16860 | 16860 | 8955.59 | 8955.59 | 30000 | 30000 | 15000 | 15000
99 | Shower Restroom Facility - Complete installation of pre-engineered restroom/shower building kit according to drawings and specifications | 1 | EA | 226132.5 | 226132.5 | 207835 | 207835 | 200589.16 | 200589.16 | 465000 | 465000 | 110000 | 110000
100 | Pre-engineered Shower Building installer cost - ELECTRICAL | 1 | LS | 32419.2 | 32419.2 | 21048 | 21048 | 32808.68 | 32808.68 | 35000 | 35000 | 29000 | 29000
101 | Pre-engineered Shower Building installer cost - PLUMBING | 1 | LS | 83215 | 83215 | 68298 | 68298 | 69746.74 | 69746.74 | 100000 | 100000 | 29000 | 29000
102 | Pre-engineered Shower Building installer cost - HVAC | 1 | LS | 17765 | 17765 | 21381 | 21381 | 21834.74 | 21834.74 | 35000 | 35000 | 30000 | 30000
103 | Shelter - Large - Installed including foundation and electrical | 1 | EA | 100009.8 | 100009.8 | 133627 | 133627 | 175168.71 | 175168.71 | 125000 | 125000 | 15325 | 15325
104 | Seeding & Mulching - Open Space & RV Sites (seed mix type A) | 20000 | SY | 1.05 | 21000 | 1.05 | 21000 | 1.15 | 23000 | 1 | 20000 | 0.9 | 18000
105 | Seed Mix B: Naturalization Areas (seed mix and cover crop) | 3000 | SY | 1.32 | 3960 | 1.33 | 3990 | 1.41 | 4230 | 1 | 3000 | 0.9 | 2700
106 | Seedlings for Naturalization Areas - 20' X 20' Spacing w/tree wrap | 110 | EA | 71.5 | 7865 | 72 | 7920 | 52.38 | 5761.8 | 1 | 110 | 52 | 5720
107 | Campground Deciduous Tree - Red Maple 2" Caliper | 6 | EA | 418 | 2508 | 421 | 2526 | 578.79 | 3472.74 | 450 | 2700 | 507 | 3042
108 | Campground Deciduous Tree - Sugar Maple 2" Caliper | 9 | EA | 418 | 3762 | 421 | 3789 | 578.79 | 5209.11 | 450 | 4050 | 597 | 5373
109 | Campground Deciduous Tree - Ohio Buckeye 2" Caliper | 3 | EA | 440 | 1320 | 444 | 1332 | 578.79 | 1736.37 | 450 | 1350 | 705 | 2115
110 | Campground Deciduous Tree - Sweetgum 2" Caliper | 6 | EA | 418 | 2508 | 421 | 2526 | 543.6 | 3261.6 | 450 | 2700 | 547 | 3282
111 | Campground Deciduous Tree - Black Gum 2" Caliper | 5 | EA | 440 | 2200 | 444 | 2220 | 737.17 | 3685.85 | 450 | 2250 | 587 | 2935
112 | Campground Deciduous Tree - Sycamore 2" Caliper | 4 | EA | 385 | 1540 | 388 | 1552 | 561.25 | 2245 | 420 | 1680 | 482 | 1928
113 | Campground Deciduous Tree - Red Oak 2" Caliper | 7 | EA | 385 | 2695 | 388 | 2716 | 578.79 | 4051.53 | 420 | 2940 | 517 | 3619
114 | Campground Deciduous Tree - Pin Oak 2" Caliper | 4 | EA | 385 | 1540 | 388 | 1552 | 561.25 | 2245 | 420 | 1680 | 517 | 2068
115 | Campground Deciduous Tree - Serviceberry Clump 8' Height | 13 | EA | 330 | 4290 | 333 | 4329 | 420.4 | 5465.2 | 350 | 4550 | 597 | 7761
116 | Campground Deciduous Tree - Red Bud Clump 8' Height | 11 | EA | 330 | 3630 | 333 | 3663 | 413.5 | 4548.5 | 350 | 3850 | 417 | 4587
117 | Campground Evergreen Tree - Norway Spruce 6' ht | 25 | EA | 308 | 7700 | 311 | 7775 | 385.21 | 9630.25 | 350 | 8750 | 337 | 8425
118 | Campground Evergreen Tree - White Spruce 6' ht | 26 | EA | 308 | 8008 | 311 | 8086 | 367.68 | 9559.68 | 350 | 9100 | 357 | 9282
119 | Campground Evergreen Shrubs - Boxwood 5 Gallon | 51 | EA | 60.5 | 3085.5 | 61 | 3111 | 77.83 | 3969.33 | 65 | 3315 | 50 | 2550
120 | Campground Deciduous Shrubs Gro-low Sumac - 5 Gallon | 13 | EA | 60.5 | 786.5 | 61 | 793 | 60.18 | 782.34 | 65 | 845 | 44 | 572
121 | Campground Deciduous Shrubs - Arrowwood Vibrunum 5 Gallon | 18 | EA | 60.5 | 1089 | 61 | 1098 | 63.69 | 1146.42 | 65 | 1170 | 54 | 972
122 | RV Campsite Landscaping - Armstrong Maple 2" caliper | 18 | EA | 418 | 7524 | 421 | 7578 | 508.42 | 9151.56 | 450 | 8100 | 567 | 10206
123 | RV Campsite Landscaping - Heritage Birch 2" Caliper | 15 | EA | 385 | 5775 | 388 | 5820 | 446.87 | 6703.05 | 420 | 6300 | 437 | 6555
124 | RV Campsite Landscaping - Serviceberry single stem 2" Caliper | 16 | EA | 385 | 6160 | 388 | 6208 | 517.24 | 8275.84 | 420 | 6720 | 552 | 8832
125 | RV Campsite Landscaping - Arrowwood Viburnum Shrub 36" ht | 90 | EA | 60.5 | 5445 | 61 | 5490 | 90.16 | 8114.4 | 65 | 5850 | 54 | 4860
126 | RV Campsite Landscaping - Spicebush 36" ht | 75 | EA | 60.5 | 4537.5 | 61 | 4575 | 69.01 | 5175.75 | 65 | 4875 | 51 | 3825
127 | RV Campsite Landscaping - Redosier Dogwood Shrub 36" ht | 80 | EA | 60.5 | 4840 | 61 | 4880 | 65.5 | 5240 | 65 | 5200 | 46 | 3680
128 | RV Campsite Landscaping - River wash gravel mulch, 3" depth, 1"dia avg | 136 | CY | 187 | 25432 | 188 | 25568 | 138.47 | 18831.92 | 200 | 27200 | 125 | 17000
129 | RV Campsite Landscaping - Landscaping Fabric and Herbicide in River Cobble Area | 1632 | SY | 1.76 | 2872.32 | 1.77 | 2888.64 | 2.26 | 3688.32 | 2 | 3264 | 3.58 | 5842.56
130 | Electrical Utility Service Extension Allowance | 1 | LS | 20000 | 20000 | 20000 | 20000 | 20000 | 20000 | 20000 | 20000 | 20000 | 20000
131 | Owner's Contingency Allowance | 1 | LS | 25000 | 25000 | 25000 | 25000 | 25000 | 25000 | 25000 | 25000 | 250000 | 25000
Total of All Unit Price Bid Items |  |  |  |  | 2599936.44 |  | 2834370.24 |  | 2807314.87 |  | 3007377 |  | 3518999.96
Alternate #1
Alt 1-A | Campground Deciduous Tree - Red Maple - Additional cost to substitute 3.5" Caliper for 2" Caliper | 6 | EA | 165 | 990 | 139 | 834 | 190.78 | 1144.68 | 175 | 1050 | 300 | 1800
Alt 1-B | Campground Deciduous Tree - Sugar Maple - Additional cost to substitute 3.5" Caliper for 2" Caliper | 9 | EA | 165 | 1485 | 149 | 1341 | 262.31 | 2360.79 | 175 | 1575 | 300 | 2700
Alt 1-C | Campground Deciduous Tree - Ohio Buckeye - Additional cost to substitute 3.5" Caliper for 2" Caliper | 3 | EA | 165 | 495 | 155 | 465 | 226.55 | 679.65 | 175 | 525 | 255 | 765
Alt 1-D | Campground Deciduous Tree - Sweetgum - Additional cost to substitute 3.5" Caliper for 2" Caliper | 6 | EA | 165 | 990 | 133 | 798 | 226.55 | 1359.3 | 175 | 1050 | 340 | 2040
Alt 1-E | Campground Deciduous Tree - Black Gum - Additional cost to substitute 3.5" Caliper for 2" Caliper | 5 | EA | 165 | 825 | 194 | 970 | 155.02 | 775.1 | 175 | 875 | 650 | 3250
Alt 1-F | Campground Deciduous Tree - Sycamore - Additional cost to substitute 3.5" Caliper for 2" Caliper | 4 | EA | 165 | 660 | 144 | 576 | 208.61 | 834.44 | 175 | 700 | 240 | 960
Alt 1-G | Campground Deciduous Tree - Red Oak - Additional cost to substitute 3.5" Caliper for 2" Caliper | 7 | EA | 165 | 1155 | 139 | 973 | 190.78 | 1335.46 | 175 | 1225 | 510 | 3570
Alt 1-H | Campground Deciduous Tree - Pin Oak - Additional cost to substitute 3.5" Caliper for 2" Caliper | 4 | EA | 165 | 660 | 149 | 596 | 208.61 | 834.44 | 175 | 700 | 330 | 1320
Alt 1-I | Campground Evergreen Tree - Norway Spruce - Additional cost to substitute 8' Height for 6' Height | 25 | EA | 165 | 4125 | 67 | 1675 | 155.02 | 3875.5 | 175 | 4375 | 180 | 4500
Alt 1-J | Campground Evergreen Tree - White Spruce - Additional cost to substitute 8' Height for 6' Height | 26 | EA | 165 | 4290 | 78 | 2028 | 190.78 | 4960.28 | 175 | 4550 | 210 | 5460
Alt 1-K | RV Campsite Landscaping - Armstrong Maple - Additional cost to substitute 3.5" Caliper for 2" Caliper | 18 | EA | 73.5 | 1323 | 138 | 2484 | 12.13 | 218.34 | 175 | 3150 | 350 | 6300
Alt 1-L | RV Campsite Landscaping - Heritage Birch - Additional cost to substitute 2" Caliper with 3.5" Caliper | 15 | EA | 165 | 2475 | 133 | 1995 | 324.87 | 4873.05 | 175 | 2625 | 195 | 2925
Total for Alternate #1 (Addition) |  |  |  |  | 19473 |  | 14735 |  | 23251.03 |  | 22400 |  | 35590

## PI Marina Drive
Piedmont Marina Access Drive
Bid Tab
|  |  |  | Bidder 1 |  | Bidder 2 |  | Bidder 3
Item # | Description | Unit | Quantity | Unit Price | Total | Unit Price | Total | Unit Price | Total
203 | Excavation | LS | 1 | 3500 | 3500 | 6844 | 6844 | 5300 | 5300
204 | Subgrade Compaction and Proof Rolling | LS | 1 | 1255 | 1255 | 1022 | 1022 | 300 | 300
304 | 7" Aggregate Base | CY | 64 | 64.25 | 4112 | 86 | 5504 | 74.5 | 4768
407 | Tack Coat (@ 0.04 Gal./S.Y.) | GAL | 33 | 11.5 | 379.5 | 3 | 99 | 4 | 132
408 | Prime Coat (@ 0.45 Gal./S.Y.) | GAL | 168 | 12 | 2016 | 9 | 1512 | 12 | 2016
448 | 1.5" Asphalt Concrete Surface Course, Type 1, PG 64-22 | CY | 14 | 585 | 8190 | 445 | 6230 | 509.5 | 7133
448 | 3.5" Asphalt Concrete Base, Type 1, PG 64-22 | CY | 32 | 205 | 6560 | 416 | 13312 | 367.5 | 11760
452 | 4" Concrete Walk | SY | 10 | 105 | 1050 | 90 | 900 | 107 | 1070
601 | Rock Channel Protection w/Filter Fabric | CY | 6 | 100 | 600 | 148 | 888 | 260 | 1560
603 | 6" HDPE N-12 Storm Sewr, Type B | LF | 25 | 34.5 | 862.5 | 40 | 1000 | 52.5 | 1312.5
603 | 8" HDPE N-12 Storm Sewr, Type C | LF | 58 | 39 | 2262 | 31 | 1798 | 45.5 | 2639
605 | French Drain | LF | 43 | 30 | 1290 | 26 | 1118 | 47.5 | 2042.5
609 | Type 6 Curb | LF | 117 | 41 | 4797 | 41 | 4797 | 54 | 6318
611 | Catch Basin No. 2-2B | EA | 1 | 1250 | 1250 | 612 | 612 | 1325 | 1325
624 | Mobilization | LS | 1 | 5000 | 5000 | 4011 | 4011 | 14000 | 14000
642 | Pavement Markings and Signage | LS | 1 | 3000 | 3000 | 300 | 300 | 3200 | 3200
659 | Seeding and Mulching | LS | 1 | 2000 | 2000 | 1832 | 1832 | 950 | 950
670 | Erosion Control | LS | 1 | 1000 | 1000 | 595 | 595 | 1200 | 1200
SPEC | Biofiltration Basin | LS | 1 | 8000 | 8000 | 4870 | 4870 | 13000 | 13000
SPEC | Electric Relocation | LF | 100 | 40 | 4000 | 31 | 3100 | 37.75 | 3775
SPEC | Landscaping with Biofiltration Basin | LS | 1 | 10000 | 10000 | 9100 | 9100 | 15700 | 15700
SPEC | Landscaping without Biofiltration Basin | LS | 1 | 6000 | 6000 | 7300 | 7300 | 2700 | 2700
SPEC | No. 57 Gravel Berm | CY | 4 | 93 | 372 | 278 | 1112 | 280 | 1120
[5 empty] | 77496 |  | 77856 |  | 103321

## PI Marina Reno
|  | Piedmont Marina Building Renovations |  |  | Engineer's Estimate: $280,000
|  | Bid Tab |  |  | Alternate Estimate: $151,000
2016-10-25
Company | Base Price | Alternate Price | Addendum #1 | Bid Bond
Bidder 1 | 293464 | 142536 | X | X
Bidder 2 | 317200 | 168000 | X | X
Bidder 3 | 352698 | 157447 | X | X
Bidder 4 | 377608 | 175756 | X | X

## PI Fuel
Piedmont Marina Fueling System Upgrades
Bid tabulation
2017-03-01
|  |  |  | Bidder 1 |  | Bidder 2 |  | Bidder 3
| Item | Qty | unit | Unit Price | Total | Unit Price | Total | Unit Price | Total
1 | Mobilization | 1 | LS | 2000 | 2000 | 3000 | 3000 | 10000 | 10000
2 | 1 ½‐ inch Landside Piping within 4‐ inch Pipe Chase, with Manual Shutoff Valve, and Anti‐Siphon Valve, As Per Plan | 240 | LF | 73 | 17520 | 120 | 28800 | 70 | 16800
3 | 1 ½‐ inch Piping within 4‐ inch Pipe Chase, Onshore Transition Sump to Dockside Transition Sump, As Per Plan | 40 | LF | 73 | 2920 | 300 | 12000 | 70 | 2800
4 | 1 ½‐ inch within 4‐ inch Pipe Chase, Dockside Transition Sump to Dispenser Sump, As Per Plan | 60 | LF | 73 | 4380 | 300 | 18000 | 60 | 3600
5 | Underground Storage Tank and Piping to be Removed, As Per Plan | 1 | LS | 12690 | 12690 | 4000 | 4000 | 14000 | 14000
6 | AST Concrete Pad and Bollards, As Per Plan | 1 | LS | 14400 | 14400 | 9250 | 9250 | 20000 | 20000
7 | 1000 Gallon Above‐Ground Fuel Storage Tank and Appurtenances | 1 | LS | 29840 | 29840 | 29260 | 29260 | 30000 | 30000
8 | Onshore Transition Sump, to be Removed and Replaced, As Per Plan | 1 | LS | 4100 | 4100 | 5000 | 5000 | 3500 | 3500
9 | Dockside Transition Sump, As Per Plan | 1 | LS | 3900 | 3900 | 5000 | 5000 | 5500 | 5500
10 | Dispenser Sump, As Per Plan | 1 | LS | 3850 | 3850 | 3000 | 3000 | 5500 | 5500
11 | Concrete Walk Replacement, As Per Plan | 1 | LS | 2100 | 2100 | 5000 | 5000 | 3000 | 3000
12 | Re‐programming of Existing Veeder‐Root Controller | 1 | LS | 900 | 900 | 1000 | 1000 | 7500 | 7500
13 | Installation and Connections of AST Interstitial Sensor | 1 | EA | 1160 | 1160 | 1000 | 1000 | 500 | 500
14 | Installation and Connections of AST Level Sensor | 1 | EA | 3100 | 3100 | 3000 | 3000 | 750 | 750
15 | Installation and Connections of AST Spill Containment Sensor | 1 | EA | 630 | 630 | 1000 | 1000 | 500 | 500
16 | Installation and Connections of Anti ‐Siphon Valve | 1 | EA | 690 | 690 | 1000 | 1000 | 200 | 200
17 | Installation and Connections of On‐Shore Transition Sump Leak Detector | 1 | EA | 630 | 630 | 5000 | 5000 | 500 | 500
18 | Installation and Connections of On‐Shore Transition Sump Solenoid Valve | 1 | EA | 630 | 630 | 3000 | 3000 | 200 | 200
19 | Installation and Connections of Dock Transition Sump Leak Detector | 1 | EA | 720 | 720 | 1000 | 1000 | 500 | 500
20 | Installation and Connections of Dispenser Sump Leak Detector | 1 | EA | 720 | 720 | 1000 | 1000 | 500 | 500
21 | Modifications and Connections to Existing Fuel Dispenser, As Per Plan | 1 | LS | 1700 | 1700 | 1000 | 1000 | 3000 | 3000
22 | 30A 3‐pole Weather Rated Disconnect Switch, Mounted on Unistrut, with Signage and Connections | 1 | LS | 7000 | 7000 | 1000 | 1000 | 5000 | 5000
23 | Control Wiring ‐ (1) #18 STP in 3/4" Conduit | 925 | FT | 7000 | 6475000 | 7 | 6475 | 1.19 | 1100.75
| Total All Bid Items |  |  |  | 6590580 |  | 147785 |  | 134950.75

## PI CG PH 1
Piedmont Lake Marina and Campground Renovations Project
[5 empty] | Bidder 1 |  | Bidder 2 |  | Bidder 3 |  | Bidder 4 |  | Bidder 5 |  | Bidder 6
ITEM NO | ODOT REF. NO | DESCRIPTION | ESTIMATED BID QUANTITY | UNIT OF MEASURE | UNIT PRICE | TOTAL COST | UNIT PRICE | TOTAL COST | UNIT PRICE | TOTAL COST | UNIT PRICE | TOTAL COST | UNIT PRICE | TOTAL COST | UNIT PRICE | TOTAL COST
Division 2A-Demolition
1 | 201 | Clearing and Grubbing - Include Stump Removals | 1 | LS | 40000 | 40000 | 28822.5 | 28822.5 | 29684 | 29684 | 24360 | 24360 | 25000 | 25000 | 25400 | 25400
2 |  | Asphalt Pavement removal | 2550 | SY | 5 | 12750 | 8.3 | 21165 | 7 | 17850 | 5.34 | 13617 | 4.25 | 10837.5 | 8 | 20400
3 |  | Gravel Pavement removal | 2750 | SY | 3 | 8250 | 5.25 | 14437.5 | 7 | 19250 | 2.48 | 6820 | 2.35 | 6462.5 | 4.5 | 12375
4 | 202 | Remove Utility - Waterline | 350 | LF | 3 | 1050 | 12.6 | 4410 | 20 | 7000 | 10.54 | 3689 | 14 | 4900 | 18.5 | 6475
5 | 202 | Remove Utility - Sanitary Sewer | 630 | LF | 3 | 1890 | 14.7 | 9261 | 17 | 10710 | 16.66 | 10495.8 | 14 | 8820 | 18.5 | 11655
6 | 202 | Remove Utility - Waterline Yard Hydrants | 30 | EA | 195 | 5850 | 231 | 6930 | 168 | 5040 | 90.32 | 2709.6 | 300 | 9000 | 275.5 | 8265
7 | 202 | Remove Utility - Waterline Valve | 5 | EA | 300 | 1500 | 231 | 1155 | 120 | 600 | 157.63 | 788.15 | 300 | 1500 | 220.5 | 1102.5
8 | 202 | Remove Utility - Sanitary MH up to 8' depth | 1 | EA | 1200 | 1200 | 472.5 | 472.5 | 240 | 240 | 699.81 | 699.81 | 1000 | 1000 | 2209.5 | 2209.5
9 | 202 | Remove Utility - Electric (Underground) | 400 | LF | 5 | 2000 | 2.56 | 1024 | 3 | 1200 | 2.35 | 940 | 3.25 | 1300 | 2.5 | 1000
10 |  | Remove Utility - Electric Panel | 3 | EA | 550 | 1650 | 128.21 | 384.63 | 672 | 2016 | 613.52 | 1840.56 | 165 | 495 | 591.5 | 1774.5
11 | 202 | Remove Utility - Storm Pipe | 280 | LF | 6 | 1680 | 12.6 | 3528 | 22 | 6160 | 15.1 | 4228 | 20 | 5600 | 15 | 4200
12 |  | Remove Misc. Items - Fire Rings, Grills Trash Cans, Signs, Posts | 1 | LS | 3300 | 3300 | 2051.28 | 2051.28 | 8589 | 8589 | 2625.37 | 2625.37 | 150 | 150 | 3661 | 3661
13 |  | Remove existing RV Power Pedestal | 30 | EA | 100 | 3000 | 68.38 | 2051.4 | 107 | 3210 | 97.27 | 2918.1 | 80 | 2400 | 94 | 2820
14 |  | Remove existing Power Panels 'D', 'E', and 'F' | 3 | EA | 125 | 375 | 128.21 | 384.63 | 212 | 636 | 193.46 | 580.38 | 165 | 495 | 186.5 | 559.5
15 |  | Remove existing Utility/Service Pole | 3 | EA | 500 | 1500 | 1772.8 | 5318.4 | 574 | 1722 | 523.74 | 1571.22 | 550 | 1650 | 505 | 1515
Division 2B-Utilities | [5 empty] | 0 |  | 0 |  | 0 |  | 0 |  | 0 |  | 0
16 | 611 | ODOT Catch Basin No 2-2B | 2 | EA | 1240 | 2480 | 1428 | 2856 | 2177 | 4354 | 1072.79 | 2145.58 | 1550 | 3100 | 1374 | 2748
17 |  | 12" Nyloplast Drain Basin | 3 | EA | 1500 | 4500 | 1632.75 | 4898.25 | 977 | 2931 | 869.21 | 2607.63 | 1400 | 4200 | 887.5 | 2662.5
18 | 611 | 10” Storm Sewer Conduit,Type B- HDPE | 115 | LF | 35 | 4025 | 46.73 | 5373.95 | 42 | 4830 | 74.49 | 8566.35 | 60 | 6900 | 50.5 | 5807.5
19 | 611 | 10” Storm Sewer Conduit,Type C- HDPE | 450 | LF | 24 | 10800 | 32.76 | 14742 | 37 | 16650 | 40.61 | 18274.5 | 50 | 22500 | 43 | 19350
20 |  | 12” Storm Sewer Conduit,Type B-RCP | 170 | LF | 65 | 11050 | 60.9 | 10353 | 56 | 9520 | 80.03 | 13605.1 | 75 | 12750 | 59.5 | 10115
21 | 611 | 24" Storm Sewer Conduit,Type C - RCP | 90 | LF | 87.5 | 7875 | 84.53 | 7607.7 | 70 | 6300 | 62.08 | 5587.2 | 95 | 8550 | 81 | 7290
22 |  | French Drain Complete - 6" Perforated Drain (18" Gravel Width) | 1155 | LF | 20 | 23100 | 15.75 | 18191.25 | 25 | 28875 | 23.5 | 27142.5 | 25 | 28875 | 18.5 | 21367.5
23 | 638 | 4" Water Main w/Gravel Backfill | 705 | LF | 36 | 25380 | 48.83 | 34425.15 | 37 | 26085 | 66.6 | 46953 | 44 | 31020 | 30 | 21150
24 | 638 | 2" Water Main w/Gravel Backfill | 1940 | LF | 25.5 | 49470 | 36.75 | 71295 | 28 | 54320 | 43.84 | 85049.6 | 38 | 73720 | 25 | 48500
25 | 638 | 4" Gate Valve and Box | 5 | EA | 950 | 4750 | 1307.25 | 6536.25 | 757 | 3785 | 1062.03 | 5310.15 | 950 | 4750 | 937 | 4685
26 | 638 | 4" Air Release Valve | 1 | EA | 1885 | 1885 | 2583 | 2583 | 1105 | 1105 | 3536.79 | 3536.79 | 1500 | 1500 | 2170.5 | 2170.5
27 |  | 2" Air Release Valve | 1 | EA | 1400 | 1400 | 2021.25 | 2021.25 | 652 | 652 | 3114.67 | 3114.67 | 900 | 900 | 1702 | 1702
28 | 638 | 2" Curb Valve and Box | 11 | EA | 725 | 7975 | 1047.9 | 11526.9 | 591 | 6501 | 776.8 | 8544.8 | 800 | 8800 | 736.5 | 8101.5
29 | 638 | 2" Wastewater Vacuum Release Valve | 1 | EA | 4900 | 4900 | 5538.75 | 5538.75 | 4230 | 4230 | 7141.97 | 7141.97 | 4850 | 4850 | 4965.5 | 4965.5
30 | 638 | RV Standard Yard Hydrants | 38 | EA | 290 | 11020 | 1113 | 42294 | 1049 | 39862 | 264.16 | 10038.08 | 1100 | 41800 | 1246.5 | 47367
31 | 638 | RV Frost-Free Yard Hydrants | 6 | EA | 930 | 5580 | 1674.75 | 10048.5 | 1510 | 9060 | 895.46 | 5372.76 | 2000 | 12000 | 1758.5 | 10551
32 | 638 | 1" curb valve and box at RV lots | 44 | EA | 370 | 16280 | 367.5 | 16170 | 254 | 11176 | 186.38 | 8200.72 | 525 | 23100 | 370 | 16280
33 | 638 | Flush Hydrant | 2 | EA | 3600 | 7200 | 3024 | 6048 | 3712 | 7424 | 2103.1 | 4206.2 | 3500 | 7000 | 3466.5 | 6933
34 |  | 2" Water Lateral To Restroom | 20 | LF | 71 | 1420 | 140.7 | 2814 | 93 | 1860 | 125.15 | 2503 | 15 | 300 | 97.5 | 1950
35 |  | 1" Water Laterals - RV Campsites | 1670 | LF | 18.5 | 30895 | 14.33 | 23931.1 | 12 | 20040 | 24.65 | 41165.5 | 34 | 56780 | 22.5 | 37575
36 |  | 8" Sanitary Sewer (SDR 35 PVC) Main w/Gravel Backfill-Installed | 1730 | LF | 75 | 129750 | 89.25 | 154402.5 | 71 | 122830 | 93.44 | 161651.2 | 79 | 136670 | 84.5 | 146185
37 |  | 2" Sanitary Sewer (C901 HDPE) FORCE Main w/Gravel Backfill-Installed | 190 | LF | 20 | 3800 | 41.21 | 7829.9 | 16 | 3040 | 49.04 | 9317.6 | 55 | 10450 | 28 | 5320
38 |  | 1.5" Sanitary Sewer (C901 HDPE) FORCE Main w/Gravel Backfill-Installed | 75 | LF | 14 | 1050 | 50.4 | 3780 | 16 | 1200 | 58.48 | 4386 | 45 | 3375 | 27 | 2025
39 |  | Sanitary Lift Station, 2-hp, 230 V, 1-phase Complete with 60-in precast wet well, 6'x6' precast valve vault, equipped per plans | 1 | EA | 62500 | 62500 | 65310 | 65310 | 79096 | 79096 | 57686.65 | 57686.65 | 56000 | 56000 | 113859.5 | 113859.5
40 | SPEC | 48" Sanitary Sewer Manholes | 10 | EA | 2900 | 29000 | 2572.5 | 25725 | 3177 | 31770 | 2628.21 | 26282.1 | 3400 | 34000 | 4054 | 40540
41 | SPEC | Connect Sanitary to Existing Manhole | 2 | EA | 700 | 1400 | 2199.75 | 4399.5 | 1440 | 2880 | 1088.19 | 2176.38 | 2000 | 4000 | 2527 | 5054
42 | SPEC | Connect Sanitary Lateral to Existing Sanitary Main | 1 | EA | 1300 | 1300 | 2562 | 2562 | 4351 | 4351 | 2958.28 | 2958.28 | 2000 | 2000 | 2260 | 2260
43 | SPEC | Connect Water Main to Existing Water Main | 1 | EA | 1300 | 1300 | 2898 | 2898 | 2108 | 2108 | 1553.11 | 1553.11 | 1000 | 1000 | 3440.5 | 3440.5
44 | SPEC | re-connect at Sanitary dump station | 1 | EA | 1300 | 1300 | 2457 | 2457 | 1639 | 1639 | 1018.89 | 1018.89 | 1900 | 1900 | 2271 | 2271
45 | SPEC | 4-inch San. Laterals, without premium backfill, Complete | 1115 | LF | 29.5 | 32892.5 | 39.9 | 44488.5 | 34 | 37910 | 75.48 | 84160.2 | 105 | 117075 | 57.5 | 64112.5
Division 2C-Sitework | [5 empty] | 0 |  | 0 |  | 0 |  | 0 |  | 0 |  | 0
46 | 203 | Excavation - Site Grading | 2950 | CY | 12 | 35400 | 7.35 | 21682.5 | 8 | 23600 | 26.3 | 77585 | 12 | 35400 | 43 | 126850
47 | 203 | Excavation - Roadway | 1080 | CY | 9 | 9720 | 7.88 | 8510.4 | 7 | 7560 | 3.45 | 3726 | 12 | 12960 | 9.5 | 10260
48 | 203 | Excavation - Asphalt Drive Aprons | 565 | CY | 24 | 13560 | 10.5 | 5932.5 | 29 | 16385 | 6.15 | 3474.75 | 18.5 | 10452.5 | 10 | 5650
49 | 203 | Excavation - Concrete Areas | 780 | CY | 24 | 18720 | 10.5 | 8190 | 21 | 16380 | 6.19 | 4828.2 | 18.5 | 14430 | 12 | 9360
50 | 203 | Embankment - Site Grading | 4100 | CY | 8 | 32800 | 7.35 | 30135 | 3 | 12300 | 1.89 | 7749 | 2.9 | 11890 | 6 | 24600
51 | 204 | Subgrade Compaction, for Asphalt Roadway | 3000 | SY | 1 | 3000 | 1.89 | 5670 | 2 | 6000 | 1.53 | 4590 | 1.5 | 4500 | 1.5 | 4500
52 | 204 | Subgrade Compaction, for Asphalt Drive Aprons | 2300 | SY | 1 | 2300 | 2.1 | 4830 | 2 | 4600 | 2.61 | 6003 | 1.5 | 3450 | 2 | 4600
53 | 204 | Subgrade Compaction, for concrete RV pads | 3100 | SY | 1 | 3100 | 2.1 | 6510 | 3 | 9300 | 1.77 | 5487 | 1.75 | 5425 | 2 | 6200
54 | 204 | Proof Rolling | 10 | HR | 125 | 1250 | 126 | 1260 | 177 | 1770 | 91.35 | 913.5 | 200 | 2000 | 216 | 2160
55 | SPEC | Stream Cross Vane | 4 | EA | 4500 | 18000 | 2793 | 11172 | 701 | 2804 | 930.48 | 3721.92 | 3000 | 12000 | 2809.5 | 11238
56 | 207 | Silt Fence | 2100 | LF | 3 | 6300 | 3.41 | 7161 | 1 | 2100 | 2.1 | 4410 | 3.5 | 7350 | 2 | 4200
57 | 207 | Catch Basin Inlet Protection | 6 | EA | 80 | 480 | 252 | 1512 | 221 | 1326 | 184.09 | 1104.54 | 150 | 900 | 126 | 756
58 | SPEC | Maintenance of Culvert Flow | 1 | LS | 2200 | 2200 | 861 | 861 | 3630 | 3630 | 4550.93 | 4550.93 | 2500 | 2500 | 19953 | 19953
59 | 601 | Type D Rock Channel Protection with Filter at culverts | 4 | CY | 200 | 800 | 141.75 | 567 | 538 | 2152 | 226 | 904 | 325 | 1300 | 113 | 452
60 | 651 | Topsoil Stockpile | 2000 | CY | 6 | 12000 | 4.2 | 8400 | 5 | 10000 | 8.71 | 17420 | 11 | 22000 | 5 | 10000
61 | 652 | Placing Topsoil Stockpile | 2000 | CY | 20 | 40000 | 5.25 | 10500 | 7 | 14000 | 15.03 | 30060 | 18 | 36000 | 11 | 22000
62 | SPEC | Stream Bank stabilization | 460 | LF | 45 | 20700 | 52.5 | 24150 | 18 | 8280 | 83.85 | 38571 | 70 | 32200 | 81 | 37260
63 | 301 | Asphalt Concrete Base - Asphalt Drive Aprons - 3-1/2" | 220 | CY | 184 | 40480 | 385 | 84700 | 410 | 90200 | 197.78 | 43511.6 | 214 | 47080 | 180.5 | 39710
64 |  | Concrete - RV Pads & concrete RV Aprons - 5" | 405 | CY | 363 | 147015 | 477.75 | 193488.75 | 281 | 113805 | 304.34 | 123257.7 | 545 | 220725 | 384.5 | 155722.5
65 |  | Concrete - Sidewalks - 4" | 1950 | SF | 6.5 | 12675 | 6.3 | 12285 | 12 | 23400 | 5.54 | 10803 | 8 | 15600 | 6 | 11700
66 | SPEC | Restroom Subgrade & Outside - #5 & #7 Compacted Stone | 40 | CY | 83 | 3320 | 67.94 | 2717.6 | 70 | 2800 | 137.27 | 5490.8 | 175 | 7000 | 73 | 2920
67 | SPEC | Restroom - floor Backfill, 6" thickness compacted 57's | 22 | CY | 83 | 1826 | 48.06 | 1057.32 | 107 | 2354 | 157.11 | 3456.42 | 180 | 3960 | 89 | 1958
68 | SPEC | Restroom - Excavation | 110 | CY | 12 | 1320 | 6.62 | 728.2 | 12 | 1320 | 26.66 | 2932.6 | 28 | 3080 | 27.5 | 3025
69 | SPEC | Class QC1 concrete - Restroom Foundation, Foundation Wall, & reinforcing | 55 | CY | 950 | 52250 | 490.88 | 26998.4 | 543 | 29865 | 519.6 | 28578 | 725 | 39875 | 548 | 30140
70 | 301 | Asphalt Concrete Base - Roadways - 4" | 335 | CY | 171 | 57285 | 232.1 | 77753.5 | 247 | 82745 | 163.88 | 54899.8 | 175 | 58625 | 149.5 | 50082.5
71 | 304 | Aggregate Base - RV Pads (Concrete Area) - 4" | 320 | CY | 80 | 25600 | 44.03 | 14089.6 | 75 | 24000 | 162.98 | 52153.6 | 90 | 28800 | 79.5 | 25440
72 | 304 | Aggregate Base - Asphalt Drive Aprons - 4" | 255 | CY | 80 | 20400 | 44.36 | 11311.8 | 81 | 20655 | 162.98 | 41559.9 | 90 | 22950 | 81 | 20655
73 | 304 | Aggregate Base - Roadways - 6" | 500 | CY | 75 | 37500 | 40.25 | 20125 | 64 | 32000 | 79.8 | 39900 | 90 | 45000 | 73 | 36500
74 | 304 | Aggregate Base - Sidewalks - 4" | 25 | CY | 85 | 2125 | 46.07 | 1151.75 | 202 | 5050 | 140.44 | 3511 | 95 | 2375 | 107.5 | 2687.5
75 | 407 | Tack Coat (0.05 gal/SY) (One Coat) - Asphalt Drive Aprons | 115 | GAL | 5.25 | 603.75 | 2.1 | 241.5 | 2 | 230 | 2.83 | 325.45 | 2.15 | 247.25 | 2.5 | 287.5
76 | 407 | Tack Coat (0.05 gal/SY) (Two Coats) - Roadways | 300 | GAL | 5.25 | 1575 | 2.1 | 630 | 2 | 600 | 2.83 | 849 | 2.15 | 645 | 2.5 | 750
77 | 441 | Asphalt Type I Intermediate - Roadways - 1-3/4" | 170 | CY | 182 | 30940 | 248.6 | 42262 | 265 | 45050 | 170.66 | 29012.2 | 205 | 34850 | 155.5 | 26435
78 | 441 | Asphalt Type I Surface - Asphalt Drive Aprons - 1-1/2" | 75 | CY | 214 | 16050 | 531.3 | 39847.5 | 566 | 42450 | 327.76 | 24582 | 250 | 18750 | 299 | 22425
79 | 441 | Asphalt Type I Surface - Roadways - 1-1/4" | 125 | CY | 214 | 26750 | 265.1 | 33137.5 | 282 | 35250 | 254.29 | 31786.25 | 205 | 25625 | 232 | 29000
80 | 642 | Pavement markings for parking spaces & arrows for vehicular traffic | 1 | LS | 1500 | 1500 | 2954.6 | 2954.6 | 8782 | 8782 | 892.5 | 892.5 | 3000 | 3000 | 3564.5 | 3564.5
81 | SPEC | 6' Long Concrete Wheel Stop | 43 | EA | 125 | 5375 | 111.43 | 4791.49 | 143 | 6149 | 84 | 3612 | 140 | 6020 | 95 | 4085
82 | SPEC | 8' Long Concrete Wheel Stop | 37 | EA | 150 | 5550 | 134.2 | 4965.4 | 255 | 9435 | 189 | 6993 | 150 | 5550 | 105.5 | 3903.5
83 | SPEC | Installation of ADA Fire Ring | 2 | EA | 1200 | 2400 | 233.1 | 466.2 | 818 | 1636 | 1539.47 | 3078.94 | 600 | 1200 | 851 | 1702
Division 2D-Landscape | [5 empty] | 0 |  | 0 |  | 0 |  | 0 |  | 0 |  | 0
84 | 659 | Seeding and Mulching - MWCD Native Grass Seed Mix | 16725 | SY | 1 | 16725 | 1.18 | 19735.5 | 2 | 33450 | 1.12 | 18732 | 1.75 | 29268.75 | 1 | 16725
85 | 659 | Mulching - Cobble Mulch | 125 | CY | 144 | 18000 | 150.83 | 18853.75 | 114 | 14250 | 143.98 | 17997.5 | 175 | 21875 | 141.5 | 17687.5
86 | 659 | Water | 20 | MGAL | 10 | 200 | 96.53 | 1930.6 | 2 | 40 | 92.14 | 1842.8 | 100 | 2000 | 90.5 | 1810
87 | 661 | General Landscaping - Shade Trees | 53 | EA | 445 | 23585 | 466.08 | 24702.24 | 790 | 41870 | 444.9 | 23579.7 | 525 | 27825 | 436.5 | 23134.5
88 | 661 | General Landscaping - Evergreen Trees | 3 | EA | 295 | 885 | 307.65 | 922.95 | 855 | 2565 | 293.66 | 880.98 | 475 | 1425 | 288 | 864
89 | 661 | General Landscaping - Understory Trees | 36 | EA | 285 | 10260 | 297.32 | 10703.52 | 564 | 20304 | 283.8 | 10216.8 | 320 | 11520 | 278.5 | 10026
90 | 661 | RV Campsite Landscaping - American Black Elderberry | 136 | EA | 51 | 6936 | 53.04 | 7213.44 | 103 | 14008 | 50.63 | 6885.68 | 63 | 8568 | 49.5 | 6732
91 | 661 | RV Campsite Landscaping - Maple Leaf Viburnum Shrub | 32 | EA | 48 | 1536 | 50.05 | 1601.6 | 59 | 1888 | 47.78 | 1528.96 | 69 | 2208 | 47 | 1504
92 | 661 | RV Campsite Landscaping - Northern Spicebush | 84 | EA | 52 | 4368 | 54.53 | 4580.52 | 94 | 7896 | 52.05 | 4372.2 | 61 | 5124 | 51 | 4284
93 | 661 | RV Campsite Landscaping - Oakleaf Hydrangea | 74 | EA | 52 | 3848 | 53.78 | 3979.72 | 94 | 6956 | 50.91 | 3767.34 | 60 | 4440 | 50.5 | 3737
94 | 661 | RV Campsite Landscaping - Rose of Sharon | 114 | EA | 51 | 5814 | 53.19 | 6063.66 | 94 | 10716 | 50.77 | 5787.78 | 47 | 5358 | 50 | 5700
95 | 661 | RV Campsite Landscaping - Summersweet | 51 | EA | 51 | 2601 | 53.76 | 2741.76 | 80 | 4080 | 51.31 | 2616.81 | 46 | 2346 | 50.5 | 2575.5
96 | 661 | RV Campsite Landscaping - Tatarian Dogwood | 42 | EA | 52 | 2184 | 54.15 | 2274.3 | 94 | 3948 | 51.69 | 2170.98 | 55 | 2310 | 50.5 | 2121
Division 16-Electrical | [5 empty] | 0 |  | 0 |  | 0 |  | 0 |  | 0 |  | 0
97 | SPEC | TRENCHING FOR COMMUNICATIONS | 1000 | LF | 6.15 | 6150 | 6.83 | 6830 | 7 | 7000 | 6.64 | 6640 | 7 | 7000 | 6.5 | 6500
98 | SPEC | 2” SCH 40 PVC CONDUIT FOR COMMUNICATIONS | 1000 | LF | 4.25 | 4250 | 4.55 | 4550 | 5 | 5000 | 4.43 | 4430 | 7.3 | 7300 | 4.5 | 4500
99 | SPEC | TRENCHING FOR ELECTRIC | 4000 | LF | 5.55 | 22200 | 6.57 | 26280 | 7 | 28000 | 6.38 | 25520 | 7 | 28000 | 6 | 24000
100 | SPEC | 600A Service Lateral to 'PP1-PP4' and ‘PPSH | 5 | EA | 3100 | 15500 | 3514.5 | 17572.5 | 3741 | 18705 | 3414.98 | 17074.9 | 1950 | 9750 | 3291.5 | 16457.5
101 | SPEC | 600A DISTRIBUTION PANELBOARD 'PP1-PP4', 120/240V, 1-PHASE, 3 WIRE | 4 | EA | 8150 | 32600 | 9049.7 | 36198.8 | 9634 | 38536 | 8793.44 | 35173.76 | 8350 | 33400 | 8475.5 | 33902
102 | SPEC | 600A CT CABINET | 5 | EA | 2550 | 12750 | 2854.5 | 14272.5 | 3039 | 15195 | 2773.67 | 13868.35 | 1800 | 9000 | 2673.5 | 13367.5
103 | SPEC | 200A METER ENCLOSURE | 5 | EA | 573 | 2865 | 671 | 3355 | 714 | 3570 | 652 | 3260 | 275 | 1375 | 628.5 | 3142.5
104 | SPEC | 400A SERVICE LATERAL TO 'PP5' | 1 | LS | 2575 | 2575 | 3125.1 | 3125.1 | 3327 | 3327 | 3036.61 | 3036.61 | 3450 | 3450 | 2927 | 2927
105 | SPEC | 400A DISTRIBUTION PANELBOARD 'PP5', 120/240V, 1-PHASE, 3 WIRE | 1 | EA | 7375 | 7375 | 9148.7 | 9148.7 | 9739 | 9739 | 8889.64 | 8889.64 | 8200 | 8200 | 8568.5 | 8568.5
106 | SPEC | 400A CT CABINET | 1 | EA | 1875 | 1875 | 2653.2 | 2653.2 | 2824 | 2824 | 2578.07 | 2578.07 | 1550 | 1550 | 2485 | 2485
107 | SPEC | 200A METER ENCLOSURE | 1 | EA | 575 | 575 | 643.5 | 643.5 | 685 | 685 | 625.28 | 625.28 | 275 | 275 | 602.5 | 602.5
108 | SPEC | UTILITY TRANSFORMER PAD | 4 | EA | 4600 | 18400 | 6501 | 26004 | 6920 | 27680 | 6316.91 | 25267.64 | 900 | 3600 | 6088.5 | 24354
109 | SPEC | GROUNDING | 6 | EA | 670 | 4020 | 797.5 | 4785 | 849 | 5094 | 774.92 | 4649.52 | 780 | 4680 | 747 | 4482
110 | SPEC | UNISTRUT FRAME FOR ELECTRICAL DISTRIBUTION EQUIPMENT | 6 | EA | 975 | 5850 | 1340.9 | 8045.4 | 1427 | 8562 | 1302.93 | 7817.58 | 850 | 5100 | 1256 | 7536
111 | SPEC | WWTP LIFT STATION | 1 | EA | 3300 | 3300 | 4127.2 | 4127.2 | 4393 | 4393 | 4010.33 | 4010.33 | 3300 | 3300 | 3865.5 | 3865.5
112 | SPEC | 4" SCHEDULE 40 PVC CONDUIT | 1000 | LF | 5.85 | 5850 | 7.01 | 7010 | 7 | 7000 | 6.81 | 6810 | 11.85 | 11850 | 6.5 | 6500
113 | SPEC | 2" SCHEDULE 40 PVC CONDUIT | 3500 | LF | 3.9 | 13650 | 4.55 | 15925 | 5 | 17500 | 4.43 | 15505 | 7.3 | 25550 | 4.5 | 15750
114 | SPEC | 500 KCMIL COPPER CONDUCTOR | 300 | LF | 14 | 4200 | 17.44 | 5232 | 19 | 5700 | 16.94 | 5082 | 13.6 | 4080 | 16.5 | 4950
115 | SPEC | 350 KCMIL COPPER CONDUCTOR | 2000 | LF | 10.25 | 20500 | 12.88 | 25760 | 14 | 28000 | 12.52 | 25040 | 10.5 | 21000 | 12 | 24000
116 | SPEC | #4/0 COPPER CONDUCTOR | 8000 | LF | 6.55 | 52400 | 7.54 | 60320 | 8 | 64000 | 7.32 | 58560 | 6.3 | 50400 | 7 | 56000
117 | SPEC | #3/0 COPPER CONDUCTOR | 4000 | LF | 5.55 | 22200 | 6.88 | 27520 | 7 | 28000 | 6.68 | 26720 | 5.5 | 22000 | 6.5 | 26000
118 | SPEC | #2/0 COPPER CONDUCTOR | 100 | LF | 4.5 | 450 | 5.83 | 583 | 6 | 600 | 5.67 | 567 | 5 | 500 | 5.5 | 550
119 | SPEC | #1/0 COPPER CONDUCTOR | 1000 | LF | 4 | 4000 | 4.64 | 4640 | 5 | 5000 | 4.51 | 4510 | 4 | 4000 | 4.5 | 4500
120 | SPEC | #4 COPPER CONDUCTOR | 2500 | LF | 2 | 5000 | 2.79 | 6975 | 3 | 7500 | 2.71 | 6775 | 2.25 | 5625 | 2.5 | 6250
121 | SPEC | #6 COPPER CONDUCTOR | 2000 | LF | 1.5 | 3000 | 2.09 | 4180 | 2 | 4000 | 2.03 | 4060 | 1.8 | 3600 | 2 | 4000
122 | SPEC | Power Pedestal - Installation and Foundation | 44 | EA | 1050 | 46200 | 1292.5 | 56870 | 1376 | 60544 | 1255.9 | 55259.6 | 500 | 22000 | 1210.5 | 53262
123 | SPEC | COPPER LUGS FOR TRANSFORMER | 24 | EA | 90 | 2160 | 106.7 | 2560.8 | 114 | 2736 | 103.68 | 2488.32 | 118 | 2832 | 100 | 2400
124 | SPEC | MISCELLANEOUS ELECTRICAL SUPPORTING HARDWARE | 1 | LS | 4250 | 4250 | 5049 | 5049 | 5375 | 5375 | 4906.03 | 4906.03 | 8900 | 8900 | 4729 | 4729
MISCELLANEOUS | [5 empty] | 0 |  | 0 |  | 0 |  | 0 |  | 0 |  | 0
125 | SPEC | Restroom - UG plumbing for sanitary drains and water. Include Connections within 5' of building | 1 | LS | 11000 | 11000 | 11721.6 | 11721.6 | 10161 | 10161 | 11103.75 | 11103.75 | 35000 | 35000 | 62844.5 | 62844.5
126 | SPEC | Supply and Install Laundry Equipment | 1 | LS | 24400 | 24400 | 4593.6 | 4593.6 | 44427 | 44427 | 11208.75 | 11208.75 | 9150 | 9150 | 17029.5 | 17029.5
127 | 614 | Maintenance of Traffic | 1 | LS | 10000 | 10000 | 9768 | 9768 | 11224 | 11224 | 4725 | 4725 | 8000 | 8000 | 11357.5 | 11357.5
128 | 619 | (2) Field Offices | 1 | LS | 11500 | 11500 | 1953.6 | 1953.6 | 1545 | 1545 | 31750.53 | 31750.53 | 32000 | 32000 | 17050 | 17050
129 | 623 | Construction Layout Stakes | 1 | LS | 35000 | 35000 | 9900 | 9900 | 6440 | 6440 | 33817.56 | 33817.56 | 35000 | 35000 | 30907 | 30907
130 | 624 | Mobilization | 1 | LS | 52000 | 52000 | 8800 | 8800 | 91474 | 91474 | 39278.19 | 39278.19 | 55000 | 55000 | 175921 | 175921
131 | SPEC | Allowance #1, Full depth sub grade repair, 12 inches deep - complete | 500 | SY | 40 | 20000 | 34.26 | 17130 | 43 | 21500 | 64.67 | 32335 | 54 | 27000 | 44.5 | 22250
132 | SPEC | Allowance #2, Electric Transformers and primary cable connections by AEP | 1 | LS | 15000 | 15000 | 15000 | 15000 | 15000 | 15000 | 15000 | 15000 | 15000 | 15000 | 15000 | 15000
133 | SPEC | Contingency #1 - Connection of existing Drainage Conduit (10' or smaller) | 50 | LF | 26 | 1300 | 78.54 | 3927 | 22 | 1100 | 77.02 | 3851 | 50 | 2500 | 63 | 3150
134 | SPEC | Contingency # 2 – Owner’s Allowance | 1 | LS | 75000 | 75000 | 75000 | 75000 | 75000 | 75000 | 75000 | 75000 | 75000 | 75000 | 75000 | 75000
ADDENDA ITEMS | [5 empty] | 0 |  | 0 |  | 0 |  | 0 |  | 0 |  | 0
135 | 206 | Cement Stabilized Roadway Subgrade, 12-inches deep | 300 | SY | 13 | 3900 | 68.48 | 20544 | 0 | 0 | 27.68 | 8304 | 45 | 13500 | 12.5 | 3750
136 | 206 | Mixture Design for Chemically Stabilized Soils | 1 | LS | 3250 | 3250 | 8470 | 8470 | 0 | 0 | 4448.41 | 4448.41 | 5400 | 5400 | 3090.5 | 3090.5
137 | 206 | Curing Coat | 300 | SY | 0.5 | 150 | 10 | 3000 | 0 | 0 | 0.33 | 99 | 3.75 | 1125 | 0.5 | 150
138 | 206 | Cement | 15 | TON | 160 | 2400 | 293.7 | 4405.5 | 0 | 0 | 275.8 | 4137 | 171 | 2565 | 154.5 | 2317.5
139 | 411 | 3” thick Crushed Aggregate Shoulder | 30 | CY | 90 | 2700 | 107.8 | 3234 | 0 | 0 | 107.89 | 3236.7 | 225 | 6750 | 148 | 4440
140 | SPEC | Flush concrete curb at ADA RV lot | 45 | LF | 42 | 1890 | 465.45 | 20945.25 | 0 | 0 | 54.84 | 2467.8 | 60 | 2700 | 37 | 1665
141 |  | Steel Plate. 1” thickness, 5’ x 8’ minimum size. Placed, secured, and maintained during entire project | 20 | EA | 800 | 16000 | 381.7 | 7634 | 0 | 0 | 556.05 | 11121 | 500 | 10000 | 525 | 10500
142 | SPEC | Playground & Swingset Demo - Remove and dispose of playground, swingset, and associated foundations | 1 | LS | 1500 | 1500 | 3053.6 | 3053.6 | 0 | 0 | 1730.91 | 1730.91 | 1500 | 1500 | 5978.5 | 5978.5
143 | SPEC | Installation of owner purchased ADA fire ring with pin anchors | 2 | EA | 2000 | 4000 | 385 | 770 | 0 | 0 | 1094.63 | 2189.26 | 700 | 1400 | 168 | 336
144 | SPEC | Allowance #1, French Drain Complete - 4" Perforated Drain | 450 | LF | 15 | 6750 | 8.48 | 3816 | 0 | 0 | 13.96 | 6282 | 20 | 9000 | 15 | 6750
145 | 205 | Chemically stabilized embankment Contingency Qty. of LKD | 100 | TON | 170 | 17000 | 326.7 | 32670 | 0 | 0 | 162.21 | 16221 | 180 | 18000 | 196.5 | 19650
146 | SPEC | 4-inch San. Laterals, WITH premium backfill, Complete | 735 | LF | 36 | 26460 | 15.58 | 11451.3 | 0 | 0 | 99.87 | 73404.45 | 125 | 91875 | 57.5 | 42262.5
|  | Total All Bid Items |  |  |  | 2057429.25 |  | 2220555.51 |  | 2234361 |  | 2335639.57 |  | 2495239.5 |  | 2536363.5
|  | Total on Bid Form |  |  |  | 2057429.25 |  | 2220446.55 |  | 2261346 |  | 2335639.57 |  | 2496589.5 |  | 2538663.5
|  | Difference |  |  |  | 0 |  | 108.96 |  | -26985 |  | 0 |  | -1350 |  | -2300
| Alternate #1 | Concrete Trailer Pad Apron & parking areas Pavement: ODOT Item 452 – 5” Non-Reinforced Concrete Pavement, Class QC1 | 2000 | SY | 48 | 96000 | 69.3 | 138600 | 281 | 562000 | 44.67 | 89340 | 80 | 160000 | 55 | 110000
| Alternate #2 | Vehicular Concrete Pavement: Reinforcement | 4900 | SY | 8 | 39200 | 7.7 | 37730 | 1 | 4900 | 44.87 | 219863 | 5.5 | 26950 | 5.5 | 26950
|  | Total Bid with Alternate #1 |  |  |  | 2055259.25 |  | 2199056.01 |  | 2625861 |  | 2320669.52 |  | 2547684.5
|  | Total Bid with Alternate #2 |  |  |  | 2096629.25 |  | 2258285.51 |  | 2239261 |  | 2555502.57 |  | 2522189.5
|  | Total Bid with Alternate #1 and Alternate #2 |  |  |  | 2094459.25 |  | 2236786.01 |  | 2630761 |  | 2540532.52 |  | 2574634.5

## PI Water
Piedmont Water Storage and Distribution System Improvements
[5 empty] | Bidder 1 |  | Bidder 2
Item No. | ODOT CMS No. | Description | Estimated Quantity | Unit | Bid Unit Price | Bid Price | Bid Unit Price | Bid Price
1 | 201 | Clearing and Grubbing - Include Stump Removals | 1 | LS | 8500 | 8500 | 12600 | 12600
2 | 202 | Remove Utility – Disconnect Water Line from Well | 1 | LS | 1800 | 1800 | 1650 | 1650
3 | 611 | 6” Storm Sewer Conduit,Type B- HDPE | 20 | LF | 32 | 640 | 35 | 700
4 | 611 | 12” Storm Sewer Conduit,Type B- HDPE | 70 | LF | 36 | 2520 | 41 | 2870
5A |  | 4" Water Main w/Gravel Backfill | 2070 | LF | 35 | 72450 | 52 | 107640
5B |  | 4" Water main installed via HDD | 300 | LF | 38 | 11400 | 38 | 11400
6 | 613 | LSM Backfill | 5 | CY | 400 | 2000 | 100 | 500
7A |  | 2" Water Main w/Gravel Backfill | 80 | LF | 34 | 2720 | 39 | 3120
7B |  | 2" Water Main w/ Native Backfill | 740 | LF | 26 | 19240 | 31 | 22940
7C |  | 2" Water Main installed via HDD | 780 | LF | 28 | 21840 | 38 | 29640
8 | 638 | 4" Gate Valve and Box | 8 | EA | 1200 | 9600 | 1100 | 8800
9 | 638 | 4”x4” MJ TEE | 3 | EA | 1000 | 3000 | 825 | 2475
10 | 638 | 2”x2” MJ TEE | 1 | EA | 950 | 950 | 610 | 610
11 | 638 | 4” MJ 45-Deg Elbow | 4 | EA | 500 | 2000 | 620 | 2480
12 | 638 | 4” MJ 22.5-Deg Elbow | 4 | EA | 100 | 400 | 650 | 2600
13 | 638 | 2” MJ 45-Deg Elbow | 1 | EA | 400 | 400 | 500 | 500
14 | 638 | 2” MJ 22.5-Deg Elbow | 3 | EA | 100 | 300 | 480 | 1440
15 | 638 | 5’x’7’x6’ Precast Concrete Vault | 1 | LS | 33000 | 33000 | 20000 | 20000
16 | 638 | 17’x15’ Bolted, Glass-Lined Steel Water Storage Tank | 1 | LS | 125500 | 125500 | 117000 | 117000
17 | 638 | 6" Gate Valve and Box | 3 | EA | 1500 | 4500 | 1100 | 3300
18 | 638 | 4” Gate Valve and Box | 8 | EA | 0 | 0 | 0 | 0
19 | 638 | 2" Curb Valve and Box | 5 | EA | 850 | 4250 | 900 | 4500
20 | 638 | 4" Air Release Valve w/ MH | 1 | EA | 2800 | 2800 | 3150 | 3150
21 | 638 | 2" Air Release Valve w/ MH | 1 | EA | 2200 | 2200 | 2500 | 2500
22 | 638 | 4” DIP Flange Pipe | 30 | LF | 110 | 3300 | 80 | 2400
23 | 638 | 4” x 4” FL DIP Tee | 1 | EA | 650 | 650 | 600 | 600
24 | 638 | 4” FL DIP 90° EL | 1 | EA | 800 | 800 | 430 | 430
25 | 638 | 6” x 6” FL DIP Tee | 1 | EA | 1250 | 1250 | 470 | 470
26 | 638 | 6” x 6” MJ DIP Tee w Blocking | 1 | EA | 1350 | 1350 | 1000 | 1000
27 | 638 | 4-1/2” Valve Fire Hydrant | 1 | EA | 3850 | 3850 | 3200 | 3200
28 | SPEC | Re-Connect Water Main to Existing Water Main, Two ends | 1 | LS | 3600 | 3600 | 2200 | 2200
28A | SPEC | 4" and 2" water main in common trench with gravel backfill, as per plan | 700 | LF | 44 | 30800 | 52 | 36400
29 | 203 | Embankment - Site Grading, Dozer | 850 | CY | 30 | 25500 | 10 | 8500
30 | 601 | Type D Rock Channel Protection with Filter at culverts, 2 CY | 3 | TON | 120 | 360 | 144 | 432
31 | 703 | AASHTO No. 9 Wearing Course – Water Tank Site 5” Course | 422 | SY | 15 | 6330 | 14 | 5908
32 | 703 | No. 304 Aggregate Base – Water Tank Site 5” Course | 422 | SY | 10 | 4220 | 19 | 8018
33 | 703 | No. 1 Aggregate Base – Water Tank Site 8” Course | 422 | SY | 18 | 7596 | 40 | 16880
34 | 712 | Geotextile Fabric, Nonwoven, Type D | 422 | SY | 4 | 1688 | 1 | 422
35 |  | 6’ Chainlink Fence | 255 | LF | 35 | 8925 | 36 | 9180
36 |  | 6’x24’ Double Swing Chainlink Gate | 1 | OPENING | 1800 | 1800 | 2160 | 2160
37 | SPEC | ELECTRIC UTILITY COST (AEP) |  | LS | 0 | 0 | 0 | 0
38 | SPEC | TRENCHING FOR ELECTRIC | 50 | LF | 10 | 500 | 25 | 1250
39 | SPEC | 2" PVC WEATHERHEAD (SCHEDULE 80) | 1 | EA | 1200 | 1200 | 85 | 85
40 | SPEC | 2" PVC CONDUIT (SCHEDULE 80) | 30 | EA | 30 | 900 | 54 | 1620
41 | SPEC | 2" PVC EXPANSION FITTING (SCHEDULE 80) | 1 | EA | 200 | 200 | 82 | 82
42 | SPEC | PANEL 'WT', STAINLESS STEEL | 1 | EA | 8000 | 8000 | 6030 | 6030
43 | SPEC | GROUNDING | 1 | LS | 1500 | 1500 | 980 | 980
44 | SPEC | SCADA PANEL AND CONNECTIONS | 1 | LS | 2800 | 2800 | 2900 | 2900
45 | SPEC | DUPLEX RECEPTACLE, WEATHERPROOF | 1 | LS | 200 | 200 | 143 | 143
46 | SPEC | QUAD RECEPTACLE, WEATHERPROOF | 1 | EA | 400 | 400 | 966 | 966
47 | SPEC | THREE-WAY SWITCH, WEATHERPROOF | 1 | EA | 200 | 200 | 163 | 163
48 | SPEC | SURFACE MOUNTED LED LIGHT | 1 | EA | 850 | 850 | 730 | 730
49 | SPEC | MOTION SENSOR | 1 | EA | 2000 | 2000 | 132 | 132
50 | SPEC | 3/4" RGS CONDUIT | 100 | LF | 30 | 3000 | 23 | 2300
51 | SPEC | #12 AWG COPPER WIRE | 500 | LF | 10 | 5000 | 1 | 500
52 | SPEC | H-FRAME FOR EQUIPMENT | 1 | EA | 4200 | 4200 | 4925 | 4925
53 | SPEC | MISCELLANEOUS MOUNTING MATERIAL | 1 | LS | 1500 | 1500 | 920 | 920
54 | 103 | Contract Performance Bond and Insurance (2%) | 1 | LS | 7500 | 7500 | 8600 | 8600
55 | 614 | Maintenance of Traffic | 1 | LS | 500 | 500 | 5000 | 5000
56 | 619 | Field Office | 1 | LS | 1 | 1 | 575 | 575
57 | 623 | Construction Layout Stakes | 1 | LS | 4500 | 4500 | 10100 | 10100
58 | 624 | Mobilization | 1 | LS | 15000 | 15000 | 12100 | 12100
59 | SPEC | Contingency # 1 – AEP Allowance | 1 | LS | 10000 | 10000 | 10000 | 10000
60 | SPEC | Contingency # 2 – Owner’s Allowance | 1 | LS | 25000 | 25000 | 25000 | 25000
Total Bid | [5 empty] | 528980 |  | 555716
Total on Bid Form | [5 empty] | 521780 |  | 555716
Difference | [5 empty] | 7200 |  | 0
Item | Description | Unit | Estimated | Bid Unit | Bid Price | Bid Price | Bid Price | Bid Price
No. |  |  | Quantity | Price
Alt. # 1 |  | External batt with jacket insulation system for aboveground storage tank. Openings shall correspond to each tank opening. Aluminum jacket shall conform to ASTM C1729 and shall be coated to match tank color. | 1 | LS | 42200 | 42200 | 42200 | 42200
Alt. #2 |  | Provide exterior tank color of Forest Green instead of manufacturer’s standard Cobalt Blue, as provided for CST Aquastore tanks . | 1 | LS | 2400 | 2400 | 2400 | 2400
Alt. #3 |  | 4" Water Main with Gravel Backfill | 495 | LF | 35 | 17325 | 57 | 28215
|  | 4" Water main installed via HDD | 1875 | LF | 33 | 61875 | 44 | 82500
Total Bid with Alternates | [5 empty] | 568930 |  | 591991

## PI CG PH 2
Piedmont Lake Marina and Campground Renovations Phase 2 Project | [6 empty] | Engineers Estimate - $1,950,000
Bid Opening: Friday May 10th, 2019
[5 empty] | Bidder 1 |  | Bidder 2
Item No. | ODOT CMS No. | Description | Estimated Qty. | Unit | Bid Unit Price | Bid Price | Bid Unit Price | Bid Price
Division 2A-Demolition
1 | 201 | Clearing and Grubbing - Include Stump Removals | 1 | LS | 25000 | 25000 | 4620 | 4620
2 |  | Asphalt Pavement removal | 3940 | SY | 11 | 43340 | 8.5 | 33490
3 |  | Gravel Pavement removal | 5549 | SY | 1 | 5549 | 5 | 27745
4 |  | Restroom Removal | 1 | LS | 5000 | 5000 | 9224 | 9224
5 |  | Motel Removal | 1 | LS | 20000 | 20000 | 14859.5 | 14859.5
6 | 202 | Playground Removal | 1 | LS | 1500 | 1500 | 5346 | 5346
7 |  | Misc. removals (walks, abutments, etc) | 1 | LS | 15000 | 15000 | 20223 | 20223
8 |  | Misc. removals (Electrical) | 1 | LS | 3000 | 3000 | 4569.5 | 4569.5
9 | 202 | Remove Utility - Waterline | 350 | LF | 6 | 2100 | 17 | 5950
10 | 202 | Remove Utility - Sanitary Sewer | 630 | LF | 6 | 3780 | 14.5 | 9135
11 | 202 | Remove Utility - Waterline Yard Hydrants | 1 | EA | 200 | 200 | 234.5 | 234.5
12 | 202 | Remove Utility - Waterline Valve | 26 | EA | 55 | 1430 | 129 | 3354
13 | 202 | Remove Utility - Well P-2 | 1 | EA | 1800 | 1800 | 2106 | 2106
14 | 202 | Remove Utility - Sanitary MH/VALVE VAULT up to 8' depth | 2 | EA | 2100 | 4200 | 661 | 1322
15 |  | 120 Gallon Pressure Tank - Per specification 01 10 00 - 1.5.A.2 | 2 | EA | 3250 | 6500 | 2589.5 | 5179
16 | SPEC | 12" Nyloplast Drain Basin | 5 | EA | 1400 | 7000 | 1077 | 5385
16A |  | ODOT Catch Basin No 2-2B | 2 | EA | 1500 | 3000 | 1590.5 | 3181
17 | 611 | 10” Storm Sewer Conduit,Type B- HDPE | 730 | LF | 55 | 40150 | 48.5 | 35405
18 | 611 | 12” Storm Sewer Conduit,Type C- HDPE | 155 | LF | 36 | 5580 | 50 | 7750
19 | 611 | 12” Storm Sewer Conduit,Type B-RCP | 205 | LF | 70 | 14350 | 71 | 14555
20 | SPEC | French Drain Complete - 6" Perforated Drain (18" Gravel Width) | 2200 | LF | 27 | 59400 | 27.5 | 60500
21 |  | 1" C901 HDPE Water Service Line from Main Road to WWTP, Gravel Backfill | 338 | LF | 30 | 10140 | 25 | 8450
22 | 638 | Frost-Free Yard Hydrants on 1" WWTP Water Service | 1 | EA | 300 | 300 | 376.5 | 376.5
23 | 638 | 1" Curb Valve & Box for WWTP Water Service | 2 | EA | 400 | 800 | 970 | 1940
24 | 638 | 2" Water Main w/Gravel Backfill | 615 | LF | 42 | 25830 | 49 | 30135
25 | 638 | 2" Water Main w/Natural Backfill | 325 | LF | 24 | 7800 | 49 | 15925
26 | 638 | 2" Raw Water Line to Well p-7 w/ Natural Backfill | 140 | LF | 24 | 3360 | 51 | 7140
27 | 638 | 2" Curb Valve and Box at Well p-7 | 1 | EA | 850 | 850 | 1971.5 | 1971.5
28 | 638 | 2" Curb Valve and Box at Winterization Flush Hydrant | 1 | EA | 750 | 750 | 1266.5 | 1266.5
29 | 638 | RV Standard Yard Hydrants | 17 | EA | 360 | 6120 | 859.5 | 14611.5
30 | 638 | Standard Yard Hydrant | 1 | EA | 400 | 400 | 10487.5 | 10487.5
31 | 638 | RV Frost-Free Yard Hydrants furnished by owner | 17 | EA | 290 | 4930 | 390.5 | 6638.5
32 | 638 | 1" curb valve and box at RV lots | 34 | EA | 400 | 13600 | 880 | 29920
33 | 638 | 1" curb valve and box along water service at misc services | 3 | EA | 400 | 1200 | 954 | 2862
34 | 638 | Flush Hydrant | 1 | EA | 3400 | 3400 | 2490 | 2490
35 |  | 2" Water Lateral To Winterization | 60 | LF | 45 | 2700 | 60.5 | 3630
36 |  | 1" Water Laterals - RV Campsites, Gravel Backfill | 250 | LF | 30 | 7500 | 24.5 | 6125
37 |  | 1" Water Laterals - RV Campsites, Natural Backfill | 1580 | LF | 30 | 47400 | 15.16 | 23952.8
38 |  | 1" Water Laterals - Dump Station, Gray Water Basin, Pump Station, Gravel Backfill | 83 | LF | 30 | 2490 | 24.5 | 2033.5
39 |  | 8" Sanitary Sewer (SDR 35 PVC) Main w/Gravel Backfill-Installed | 355 | LF | 85 | 30175 | 110.5 | 39227.5
40 |  | 8" Sanitary Sewer (SDR 35 PVC) Main w/Natural Backfill-Installed | 760 | LF | 31 | 23560 | 66.5 | 50540
41 |  | 2" Sanitary Sewer (CTS HDPE) FORCE Main w/Gravel Backfill-Installed | 35 | LF | 130 | 4550 | 66.5 | 2327.5
42 |  | 2" Sanitary Sewer (CTS HDPE) FORCE Main w/Natural Backfill-Installed | 305 | LF | 30 | 9150 | 52.5 | 16012.5
43 |  | Waterfront Sanitary Lift Station, 2-hp, 230 V, 1-phase Complete with 60-in precast wet well, 8'x6' precast valve vault, equipped per plans | 1 | EA | 101000 | 101000 | 115820.5 | 115820.5
44 | SPEC | 48" Sanitary Sewer Manholes | 6 | EA | 4000 | 24000 | 5068.5 | 30411
45 | SPEC | Connect Sanitary to Existing Manhole | 4 | EA | 700 | 2800 | 2757.5 | 11030
46 | SPEC | Connect Water Main to Existing Water Main | 2 | EA | 200 | 400 | 866 | 1732
47 | 638 | Dump Station Water Tower | 1 | EA | 4300 | 4300 | 4586 | 4586
48 | SPEC | Sanitary dump station, NOT INCLUDING ROADSIDE PULLOUT, CURBING, DUMPSTER, OR ENCLOSURE | 1 | EA | 2700 | 2700 | 3177 | 3177
49 | SPEC | Graywater Basin, Complete | 1 | EA | 6800 | 6800 | 3607 | 3607
50 | SPEC | 4" Sewer Laterals Complete Includes Cleanouts, Wyes & Caps, Gravel Backfill | 240 | LF | 70 | 16800 | 74 | 17760
51 | SPEC | 4" Sewer Laterals Complete Includes Cleanouts, Wyes & Caps, Natural Backfill | 860 | LF | 60 | 51600 | 69.5 | 59770
Division 2C-Sitework
52 | 203 | Excavation - Site Grading, Dump Station, Shelter, Playground | 600 | CY | 20 | 12000 | 20.5 | 12300
53 | 203 | Embankment - Site Grading, Dump Station, Shelter, Playground | 500 | CY | 20 | 10000 | 17.5 | 8750
54 | 203 | Excavation - Roadway | 1325 | CY | 12 | 15900 | 39.5 | 52337.5
55 | 203 | Excavation - Concrete Drive Aprons | 775 | CY | 22 | 17050 | 27.5 | 21312.5
56 | 203 | Excavation - Concrete Areas | 500 | CY | 22 | 11000 | 6 | 3000
57 | 203 | Excavation - Well Pad | 255 | CY | 7 | 1785 | 6 | 1530
58 | 203 | Embankment - Well Pad | 305 | CY | 7 | 2135 | 7 | 2135
59 | 204 | Subgrade Compaction, for Asphalt Roadway | 3700 | SY | 1.25 | 4625 | 2 | 7400
60 | 204 | Subgrade Compaction, for Concrete Drive Aprons | 2325 | SY | 1.25 | 2906.25 | 1 | 2325
61 | 204 | Subgrade Compaction, for concrete RV pads | 1550 | SY | 1.25 | 1937.5 | 1 | 1550
62 | 204 | Proof Rolling | 8 | HR | 150 | 1200 | 211 | 1688
63 | 207 | Silt Fence | 1910 | LF | 3 | 5730 | 2 | 3820
64 | 207 | Catch Basin Inlet Protection | 6 | EA | 125 | 750 | 138.5 | 831
65 | SPEC | Maintenance of Culvert Flow | 1 | LS | 1400 | 1400 | 15347.5 | 15347.5
66 | 601 | Type D Rock Channel Protection with Filter at culverts | 2 | CY | 250 | 500 | 85 | 170
67 | 651 | Topsoil Stockpile | 600 | CY | 7 | 4200 | 13 | 7800
68 | 652 | Placing Topsoil Stockpile | 600 | CY | 22 | 13200 | 18.5 | 11100
69 | SPEC | Concrete - RV Pads & Aprons- 5" | 505 | CY | 420 | 212100 | 389 | 196445
70 | SPEC | Concrete - Sidewalks - 4" | 1280 | SF | 8 | 10240 | 10.5 | 13440
[5 empty] | 0 | 0 | 0 | 0
72 | SPEC | Reinforced Concrete - Trash Enclosure Pavement- 8" | 10 | CY | 835 | 8350 | 532.5 | 5325
73 | 301 | Asphalt Concrete Base - Roadways - 4" | 410 | CY | 200 | 82000 | 192 | 78720
74 | 304 | Aggregate Base - RV Pads & Aprons (Concrete) - 4" | 405 | CY | 120 | 48600 | 76 | 30780
75 | 304 | Aggregate Base - Roadways - 6" | 615 | CY | 120 | 73800 | 68.5 | 42127.5
76 | 304 | Aggregate Base - Sidewalks - 4" | 20 | CY | 150 | 3000 | 91.5 | 1830
77 |  |  |  |  | 0 | 0 | 0 | 0
78 | 304 | Aggregate Base - Trash Enclosure Pavement - 6" | 7.5 | CY | 140 | 1050 | 68.5 | 513.75
79 | 407 | Tack Coat (0.05 gal/SY) (Two Coats) - Roadways | 370 | GAL | 6.5 | 2405 | 6.5 | 2405
80 | 411 | Stabilized Crushed Aggregate Drive - 6" (Drive to Well Pad & Well Pad Drive) | 85 | CY | 100 | 8500 | 68.5 | 5822.5
81 | 441 | Asphalt Type I Intermediate - Roadways - 1-3/4" | 200 | CY | 202 | 40400 | 196.5 | 39300
82 | 441 | Asphalt Type I Surface - Roadways - 1-1/4" | 260 | CY | 215 | 55900 | 209 | 54340
83 | SPEC | Abutement - Complete, per sheet L-406 | 1 | LS | 10000 | 10000 | 12885 | 12885
84 | 503 | Excavation Bracing - Trash Enclosure | 1 | LS | 4000 | 4000 | 5761 | 5761
85 | SPEC | 6' Long Concrete Wheel Stop | 52 | EA | 155 | 8060 | 116.5 | 6058
86 | SPEC | 8' Long Concrete Wheel Stop | 34 | EA | 220 | 7480 | 132.5 | 4505
Division 2D-Landscape
87 | 659 | Seeding and Mulching - MWCD Native Grass Seed Mix | 14018 | SY | 2 | 28036 | 1.5 | 21027
88 | 659 | Mulching - Cobble Mulch | 132 | CY | 195 | 25740 | 199 | 26268
89 | 659 | Commercial Fertilizer | 2 | TON | 2000 | 4000 | 1890 | 3780
90 | 659 | Water | 15 | MGAL | 45 | 675 | 42 | 630
91 | 661 | General Landscaping - Shade Trees | 56 | EA | 495 | 27720 | 541 | 30296
92 | 661 | General Landscaping - Evergreen Trees | 33 | EA | 440 | 14520 | 487.5 | 16087.5
93 | 661 | General Landscaping - Understory Trees | 19 | EA | 320 | 6080 | 365.5 | 6944.5
94 | 661 | RV Campsite Landscaping - American Black Elderberry | 75 | EA | 68 | 5100 | 66 | 4950
95 | 661 | RV Campsite Landscaping - Maple Leaf Viburnum Shrub | 21 | EA | 57 | 1197 | 55 | 1155
96 | 661 | RV Campsite Landscaping - Northern Spicebush | 51 | EA | 65 | 3315 | 62.5 | 3187.5
97 | 661 | RV Campsite Landscaping - Oakleaf Hydrangea | 48 | EA | 65 | 3120 | 62.5 | 3000
98 | 661 | RV Campsite Landscaping - Rose of Sharon | 54 | EA | 42 | 2268 | 40.5 | 2187
99 | 661 | RV Campsite Landscaping - Summersweet | 28 | EA | 50 | 1400 | 48 | 1344
100 | 661 | RV Campsite Landscaping - Tatarian Dogwood | 24 | EA | 55 | 1320 | 52.5 | 1260
101 |  |  |  |  | 0 | 0 | 0 | 0
102 | SPEC | Playround surface - gravel base, 6" thickness compacted 57's | 22 | CY | 120 | 2640 | 85 | 1870
103 | SPEC | ODOT TYPE 2A CURB (Playground) | 138 | LF | 27 | 3726 | 29 | 4002
104 | SPEC | ODOT TYPE 6 CURB (Dump Station area and gravel lot) | 230 | LF | 38 | 8740 | 20 | 4600
105 | SPEC | Class QC1 concrete - Trash Enclosure & reinforcing | 31 | CY | 1700 | 52700 | 683.5 | 21188.5
106 | SPEC | Trash Enclosure Gate/Fence | 35 | LF | 430 | 15050 | 240 | 8400
107 | SPEC | 6" DIA Schedule 80 steel bollard fill solid with concrete | 6 | EA | 750 | 4500 | 1045.5 | 6273
Division 16-Electrical
108 | SPEC | Trenching | 4100 | LF | 7.8 | 31980 | 7.5 | 30750
109 | SPEC | Trenching w/ premium backfill (under pavement) | 1000 | LF | 13 | 13000 | 12.5 | 12500
110 |  |  |  |  | 0 | 0 | 0 | 0
111 | SPEC | 2" SCHEDULE 40 PVC CONDUIT | 4700 | LF | 2.5 | 11750 | 2.5 | 11750
112 | SPEC | #4/0 COPPER CONDUCTOR | 4500 | LF | 5 | 22500 | 5 | 22500
113 | SPEC | #3/0 COPPER CONDUCTOR | 3500 | LF | 4.25 | 14875 | 4 | 14000
114 | SPEC | #1/0 COPPER CONDUCTOR | 1500 | LF | 4.15 | 6225 | 4 | 6000
115 | SPEC | #4 COPPER CONDUCTOR | 7500 | LF | 1.5 | 11250 | 1.5 | 11250
116 | SPEC | #6 COPPER CONDUCTOR | 1500 | LF | 2 | 3000 | 2 | 3000
117 | SPEC | Power Pedestal - Installation and Foundation only | 34 | EA | 425 | 14450 | 406 | 13804
118 | SPEC | MISCELLANEOUS electrical supporting hardware | 1 | LS | 2500 | 2500 | 2355 | 2355
119 | SPEC | Power handhole, 2'x2'x3' | 6 | EA | 1350 | 8100 | 1346 | 8076
120 | SPEC | Communication handhole, 2'x2'x3' | 2 | EA | 1350 | 2700 | 1346 | 2692
121 | SPEC | Generator receptacle | 1 | EA | 550 | 550 | 535.5 | 535.5
122 | SPEC | 100A/2P circuit breaker for 'PP1' | 1 | EA | 550 | 550 | 525 | 525
123 | SPEC | 20A/1P circuit breaker for 'PP1' | 1 | EA | 250 | 250 | 257.5 | 257.5
124 | SPEC | 30A/2P circuit breaker for 'PP1' | 1 | EA | 380 | 380 | 367.5 | 367.5
125 | SPEC | 100A/2P circuit breaker for 'PP5' | 1 | EA | 550 | 550 | 525 | 525
126 | SPEC | High-tension pulling cable | 1000 | LF | 1.5 | 1500 | 1.5 | 1500
127 | SPEC | SCADA antenna | 2 | EA | 50 | 100 | 525 | 1050
128 | SPEC | SCADA RTU | 2 | EA | 500 | 1000 | 486 | 972
129 | SPEC | Lift/pump station, demolition | 1 | EA | 1000 | 1000 | 831.5 | 831.5
130 | SPEC | Lift/pump station, new | 1 | EA | 2000 | 2000 | 2008.5 | 2008.5
131 | SPEC | Water well (P-6), new | 1 | EA | 2800 | 2800 | 2691 | 2691
132 | SPEC | Grinder pump, new | 1 | EA | 1900 | 1900 | 1853.5 | 1853.5
MISCELLANEOUS
143 | 103 | Contract Performance Bond and Insurance | 1 | LS | 40000 | 40000 | 44997.5 | 44997.5
144 | 614 | Maintenance of Traffic | 1 | LS | 15000 | 15000 | 15104 | 15104
145 | 619 | Field Office | 1 | LS | 3000 | 3000 | 22800 | 22800
146 | 623 | Construction Layout Stakes | 1 | LS | 30000 | 30000 | 57467 | 57467
147 | 624 | Mobilization | 1 | LS | 65000 | 65000 | 128208.5 | 128208.5
148 |  |  |  |  | 0 | 0 | 0 | 0
149 | SPEC | Contingency #1 - Connection of existing Drainage Conduit (10' or smaller) | 50 | LF | 35 | 1750 | 68.25 | 3412.5
150 | SPEC | Contingency # 2 – Owner’s Allowance | 1 | LS | 85000 | 85000 | 75000 | 75000
151 |  |  |  |  | 0 | 0 |  | 0
Addendum 1
Division 2B-Utilities
152 |  | Pressure Switch & Fittings | 1 | LS | 300 | 300 | 820 | 820
153 |  | Pressure Gauge & Fittings | 1 | LS | 100 | 100 | 820 | 820
154 |  | 1.25" Galvanized Pipe & Fittings | 1 | LS | 400 | 400 | 4912.5 | 4912.5
155 |  | 2" Galvanized Pipe & Fittings | 1 | LS | 100 | 100 | 5560.5 | 5560.5
156 |  | 2" C901 HDPE Pipe & Fittings | 1 | LS | 900 | 900 | 5230.5 | 5230.5
157 |  | 6'W X 10'L X 6'H Stick Built Shelter | 1 | LS | 2500 | 2500 | 13272.5 | 13272.5
158 | 638 | 2" Raw Water Line to Well p-7 w/ Natural Backfill | 271 | LF | 27 | 7317 | 51 | 13821
159 | 638 | 2" Curb Valve and Box at Well p-7 | 2 | EA | 800 | 1600 | 1971.5 | 3943
Division 16-Electrical
160 |  | Pressure Switch | 1 | LS | 500 | 500 | 445 | 445
Addendum 2R
161 |  | Pavement Striping and Handicap Signage | 1 | LS | 1500 | 1500 | 4136 | 4136
162 |  | Arc-Flash and a Short-Circuit Study | 1 | LS | 8100 | 8100 | 6090 | 6090
Total Base Bid | [5 empty] | 1997311.75 |  | 2180028.55
ALTERNATES
Alt 1 - Shelter
52A | 203 | Excavation - Shelter | 275 | CY | 17 | 4675 | 16.5 | 4537.5
71 | SPEC | Reinforced Concrete - Shelter Pavement- 4" | 15 | CY | 513 | 7695 | 516.5 | 7747.5
77 | 304 | Aggregate Base - Shelter Pavement - 4" | 15 | CY | 140 | 2100 | 93.5 | 1402.5
101 | SPEC | EnWood Shelter - 24'x28' | 1 | LS | 52000 | 52000 | 33915 | 33915
110 | SPEC | Directional Bore | 400 | LF | 13 | 5200 | 43.86 | 17544
133 | SPEC | Pavilion panel, 'SH' | 1 | EA | 3500 | 3500 | 3406 | 3406
134 | SPEC | Pavilion lighting control | 1 | EA | 6000 | 6000 | 5673 | 5673
135 | SPEC | Light fixture 'SA', Pavilion | 4 | EA | 405 | 1620 | 392.5 | 1570
136 | SPEC | Light fixture 'SB', Pavilion | 1 | EA | 455 | 455 | 444 | 444
137 | SPEC | WP/GFI duplex receptacle | 7 | EA | 75 | 525 | 72.5 | 507.5
138 | SPEC | 20A, WP switch | 2 | EA | 100 | 200 | 21.5 | 43
139 | SPEC | 3/4" rigid conduit | 2000 | LF | 10 | 20000 | 9.5 | 19000
140 | SPEC | 4" square junction box | 15 | EA | 50 | 750 | 42.5 | 637.5
141 | SPEC | #10 COPPER CONDUCTOR | 5000 | LF | 0.5 | 2500 | 0.5 | 2500
142 | SPEC | #2 COPPER CONDUCTOR | 3000 | LF | 2 | 6000 | 2 | 6000
163 |  | Basic Block Retaining Wall (Shelter and CXT Restroom corner), complete | 200 | FF | 100 | 20000 | 58.62 | 11724
164 | SPEC | French Drain Complete - 6" Perforated Drain (18" Gravel Width) | 107 | LF | 27 | 2889 | 30.5 | 3263.5
Total Alternate #1 | [5 empty] | 136109 |  | 119915
Alt 2 - Full Depth Subgrade Repair
148 | SPEC | Allowance #1, Full depth sub grade repair, 12 inches deep - complete | 500 | SY | 52 | 26000 | 45 | 22500
Total Alternate #2 | [5 empty] | 26000 |  | 22500
Alt 3 - LKD Stabilized Embankment
151 | 205 | Contingency # 3 – Lime Kiln Dust Stabilized Embankment | 500 | CY | 49 | 24500 | 61.5 | 30750
Total Alternate #3 | [5 empty] | 24500 |  | 30750
|  | Total All Base Bid plus All Alternates |  |  |  | 2183920.75 |  | 2353193.55

## PI Pump Station
Piedmont Lake Marina Pump Station Replacement | [5 empty] | EE = $195,000
2019-08-29
|  |  |  | Bidder 1 |  | Bidder 2
Item | Description | Unit | Estimated | Bid Unit | Bid Price | Bid Unit | Bid Price
No. |  |  | Quantity | Price |  | Price
1 | Mobilization, As Per Plan | LS | 1 | 5000 | 5000 | 2000 | 2000
2 | Construction Layout Stakes & Survey Monuments | LS | 1 | 3000 | 3000 | 2000 | 2000
3 | Temporary Sediment & Erosion Control | LS | 1 | 1200 | 1200 | 2100 | 2100
4 | Demolition of Existing Pump Station, Complete | LS | 1 | 7500 | 7500 | 5700 | 5700
5 | 8-inch Sanitary Sewer, Complete, open cut with native backfill | LF | 10 | 240 | 2400 | 330 | 3300
6 | Sanitary Pump Station with Wet Well and Valve Vault, Complete | LS | 1 | 86351 | 86351 | 97500 | 97500
7 | 2-inch HDPE Sanitary Force Main, HDD installed | LF | 705 | 17 | 11985 | 30 | 21150
8 | 2-inch HDPE Sanitary Force Main, to be installed in existing 8-inch casing pipe, as per plan | LF | 190 | 17 | 3230 | 14 | 2660
9 | 2-inch HDPE Sanitary Force Main, complete, open cut with native backfill | LF | 35 | 42 | 1470 | 30 | 1050
10 | 2-inch HDPE Sanitary Force Main, complete, open cut with full depth aggregate backfill | LF | 20 | 60 | 1200 | 62 | 1240
11 | 2-inch Air/Vacuum Relief Valve Assembly in Precast Manhole, Complete | EA | 1 | 10000 | 10000 | 8000 | 8000
12 | Connection to Existing 2-inch PVC Force Main, As Per Plan | EA | 1 | 3600 | 3600 | 260 | 260
13 | ODOT 2-2A Catch Basin, Complete | EA | 1 | 4900 | 4900 | 1700 | 1700
14 | Connection of Existing Drainage Conduit | LF | 10 | 91 | 910 | 60 | 600
15 | 12-inch RCP Storm Sewer, open cut with full depth aggregate backfill | LF | 40 | 91 | 3640 | 83 | 3320
16 | 10-inch HDPE Storm Sewer, To be Removed | LF | 48 | 14 | 672 | 20 | 960
17 | ODOT Half-Height Headwall 2.2 | EA | 1 | 1400 | 1400 | 480 | 480
18 | Type D Rock Channel Protection, with filter fabric | CY | 3 | 120 | 360 | 400 | 1200
19 | Trench Pavement Replacement, Match Ex. thickness up to 12 inches | SY | 11 | 80 | 880 | 270 | 2970
20 | Seeding & Mulching | SY | 50 | 3 | 150 | 40 | 2000
21 | Concrete Walk, 4 inch thick | SY | 2 | 80 | 160 | 700 | 1400
22 | Pump Station Electrical, Complete, including Control Panel, SS Pedestal, Power conductors/terminations and level floats | LS | 1 | 21024 | 21024 | 11500 | 11500
23 | Pump Station SCADA, complete, including mounting of M5 Expansion Module, conduit/conductors/cabling and terminations | LS | 1 | 11931 | 11931 | 14000 | 14000
| Allowance- Owners Contingency | LS | 1 | 10000 | 10000 | 10000 | 10000
Total of All Unit Price Bid Items |  |  |  |  | 192963 |  | 197090

## PI WWTP
Piedmont WWTP Improvements Bid Results
[5 empty] | Bidder 1 |  | Bidder 2 |  | Bidder 3
Demolition |  |  |  |  | Unit Price | Total Unit Price | Unit Price | Total Unit Price | Unit Price | Total Unit Price
1 | 201 | Clearing and Grubbing - Include Stump Removals | 1 | LS | 22000 | 22000 | 12650 | 12650 | 35000 | 35000
2 |  | Misc. removals (Electrical) | 1 | LS | 0 | 0 | 0 | 0 |  | 0
3 | 202 | Remove Utility – WWTP and land Application | 1 | LS | 5000 | 5000 | 50600 | 50600 | 60000 | 60000
Utilities | [5 empty] | 0 |  | 0 |  | 0
4 | 611 | ODOT Catch Basin No 2-2B | 3 | EA | 1400 | 4200 | 632 | 1896 | 1500 | 4500
5 | 611 | 12” Storm Sewer Conduit,Type C- HDPE | 95 | LF | 36 | 3420 | 33 | 3135 | 21 | 1995
6 | 611 | ODOT HW-2.1 Half Height Headwall | 1 | EA | 750 | 750 | 632 | 632 | 4200 | 4200
7 | 605 | 6" Perforated, Corrugated HDPE Wall Underdrains, 18" width | 365 | LF | 39 | 14235 | 31 | 11315 | 17 | 6205
WWTP
8 |  | 2" CTS HDPE Force Main Extension from Existing WWTP to New WWTP | 150 | LF | 25 | 3750 | 27 | 4050 | 26.5 | 3975
611
9 | 611 | 1" C901 HDPE Water Service Line from Main Road to WWTP, Gravel Backfill | 380 | LF | 25 | 9500 | 27 | 10260 | 16 | 6080
10 | 611 | Frost-Free Yard Hydrants on 1" WWTP Water Service | 1 | EA | 1000 | 1000 | 695 | 695 | 2000 | 2000
11 | 611 | 1" Curb Valve & Box for WWTP Water Service | 1 | EA | 400 | 400 | 315 | 315 | 500 | 500
12 | SPEC | Utility Trench Excavation: Allowance for rock | 200 | LF | 65 | 13000 | 1 | 200 | 300 | 60000
13 | SPEC | Extended Aeration Package Plant, Incl filter dosing pump sta, 17,000 gpd | 1 | EA | 406000 | 406000 | 419772 | 419772 | 486000 | 486000
14 | SPEC | Surface Sand Filter, 17,000 gpd | 1 | EA | 83000 | 83000 | 31100 | 31100 | 14200 | 14200
15 | SPEC | UV Disinfection Unit | 1 | EA | 22000 | 22000 | 19800 | 19800 | 24300 | 24300
16 | SPEC | Parshall Flume Unit, Incl. Ultrasonic Flow Meter | 1 | EA | 9600 | 9600 | 7150 | 7150 | 8775 | 8775
17 | SPEC | 48" Sampling Manhole | 1 | EA | 4000 | 4000 | 1320 | 1320 | 1620 | 1620
18 | SPEC | 48" Post-Aeration Manhole | 1 | EA | 5000 | 5000 | 2310 | 2310 | 2835 | 2835
19 | SPEC | Tank Backfill, ODOT #57 Gravel or Stone | 171 | CY | 75 | 12825 | 86 | 14706 | 63.5 | 10858.5
20 | SPEC | 8” HDPE Plant Effluent Line to Submerged Outfall | 325 | LF | 34 | 11050 | 50 | 16250 | 33.85 | 11001.25
21 | SPEC | Utility Backfill, Sand Between Plant Tanks | 49 | CY | 87 | 4263 | 64 | 3136 | 63 | 3087
Sitework
22 | 410 | Site Gravel Surface, ODOT #57, 8-IN Fill | 15650 | SF | 2 | 31300 | 2.5 | 39125 | 3 | 46950
23 | 712 | 12-OZ Nonwoven Geotextile, Separator | 15650 | SF | 0.3 | 4695 | 0.22 | 3443 | 0.3 | 4695
24 | 203 | Site Excavation for WWTP, including Road | 0 | SF | 0 | 0 | 0 | 0 | 0 | 0
25 | 610 | Large Unit Segmented Block Retaining Wall | 740 | SF | 60 | 44400 | 62 | 45880 | 100 | 74000
26 | 610 | Bin Retaining Wall | 1440 | SF | 56.25 | 81000 | 53 | 76320 | 109 | 156960
27 | 607 | 6-FT Chainlink Security Fence | 450 | LF | 28 | 12600 | 31 | 13950 | 50 | 22500
28 | 607 | 6-FT Chainlink Double Swing Gate, 12-ft Opening | 1 | EA | 2600 | 2600 | 1100 | 1100 | 2000 | 2000
29 | 203 | Excavation – WWTP, site, Bin Wall | 2870 | CY | 12.5 | 35875 | 15 | 43050 | 10 | 28700
30 | 204 | WWTP, site, Bin Wall | 1833 | CY | 10 | 18330 | 15 | 27495 | 15 | 27495
31 |  | Haul-off of spoils | 1036 | CY | 14.75 | 15281 | 13 | 13468 | 30 | 31080
32 | 204 | Proof Rolling | 8 | HR | 150 | 1200 | 152 | 1216 | 500 | 4000
33 | 207 | Silt Fence | 1910 | LF | 2.5 | 4775 | 7.5 | 14325 | 10 | 19100
34 | 207 | Catch Basin Inlet Protection | 3 | EA | 115 | 345 | 379 | 1137 | 300 | 900
35 | 411 | Stabilized Crushed Aggregate Drive - 6" (WWTP Drive) | 230 | CY | 56.5 | 12995 | 86 | 19780 | 18 | 4140
Landscape
36 |  | Seeding and Mulching - MWCD Native Grass Seed Mix | 200 | SY | 5 | 1000 | 12.65 | 2530 | 8 | 1600
659
37 | 659 | Seeding and Mulching - MWCD Riparian Buffer Mix | 750 | SY | 3 | 2250 | 12.5 | 9375 | 7 | 5250
38 | 659 | Seeding and Mulching - MWCD Slope Stabilization Mix | 990 | SY | 3 | 2970 | 12.5 | 12375 | 6 | 5940
Electrical
39 | SPEC | H-FRAME support structure | 4 | EA | 1850 | 7400 | 1881 | 7524 | 10000 | 40000
40 | SPEC | 50kW/62.5kVA diesel generator for WWTP | 1 | EA | 43000 | 43000 | 43435 | 43435 | 50000 | 50000
41 | SPEC | 260A Automatic Transfer switch for generator | 1 | EA | 7300 | 7300 | 7435 | 7435 | 10800 | 10800
42 | SPEC | WWTP Control Panels | 3 | EA | 1700 | 5100 | 11100 | 33300 | 16200 | 48600
43 | SPEC | Weatherproof / GFCI duplex receptacle | 3 | EA | 92 | 276 | 83 | 249 | 2025 | 6075
44 | SPEC | UV system connection | 1 | EA | 1670 | 1670 | 1696 | 1696 | 2025 | 2025
45 | SPEC | WWTP panel, 'WW' | 1 | EA | 10400 | 10400 | 10566 | 10566 | 8775 | 8775
46 | SPEC | Grounding of panel, 'WW' | 1 | EA | 375 | 375 | 378 | 378 | 675 | 675
47 |  | Light pole and fixture at WWTP - type 'A' | 4 | EA | 3780 | 15120 | 3850 | 15400 | 17250 | 69000
SPEC
48 | SPEC | 250A/2P circuit breaker for 'PP2' | 1 | EA | 1590 | 1590 | 1618 | 1618 | 1350 | 1350
49 | SPEC | 30A, 2P, 250V, NEMA 4X disconnect switch for CP's | 2 | EA | 810 | 1620 | 825 | 1650 | 2700 | 5400
50 | SPEC | 200A, 2P, 250V, NEMA 4X disconnect switch for CP's | 1 | EA | 2800 | 2800 | 2857 | 2857 | 3375 | 3375
51 | SPEC | Light fixture type 'B' for SHED | 1 | EA | 390 | 390 | 392 | 392 | 675 | 675
52 | SPEC | 20A, 125V, double duplex receptacle for SHED | 4 | EA | 76 | 304 | 77 | 308 | 1620 | 6480
53 | SPEC | Magnetic flow meter power and control | 1 | EA | 1460 | 1460 | 1478 | 1478 | 6750 | 6750
54 | SPEC | Ultrasonic flow meter power and control | 1 | EA | 1220 | 1220 | 1239 | 1239 | 6750 | 6750
55 | SPEC | 400A, 2P, 250V, NEMA 4X disconnect switch for panel 'WW' | 1 | EA | 5300 | 5300 | 5360 | 5360 | 5400 | 5400
56 | SPEC | Control conduit junction box in SHED | 2 | EA | 60 | 120 | 60 | 120 | 675 | 1350
57 | SPEC | Trenching | 2000 | LF | 15 | 30000 | 14.85 | 29700 | 15 | 30000
58 | SPEC | 2" PVC schedule 40 conduit | 1000 | LF | 2.4 | 2400 | 2.42 | 2420 | 2.7 | 2700
59 | SPEC | 3" PVC schedule 40 conduit | 400 | LF | 3.5 | 1400 | 3.52 | 1408 | 13 | 5200
60 | SPEC | #4/0 copper conductor | 1200 | LF | 6.2 | 7440 | 6.27 | 7524 | 7.5 | 9000
61 | SPEC | #4 copper conductor | 3000 | LF | 1.7 | 5100 | 1.73 | 5190 | 2.5 | 7500
62 | SPEC | #6 copper conductor | 1000 | LF | 1.4 | 1400 | 1.33 | 1330 | 2 | 2000
63 | SPEC | Power handhole | 2 | EA | 760 | 1520 | 770 | 1540 | 1600 | 3200
64 | SPEC | Communication handhole | 2 | EA | 690 | 1380 | 698.5 | 1397 | 1600 | 3200
65 | SPEC | High tension pulling cable | 1000 | LF | 0.6 | 600 | 0.59 | 590 | 0.65 | 650
66 | SPEC | SCADA antenna | 1 | EA | 605 | 605 | 612 | 612 | 575 | 575
67 | SPEC | SCADA RTU | 1 | EA | 8010 | 8010 | 8163 | 8163 | 1650 | 1650
68 | SPEC | Water well (P-6), demolition | 1 | EA | 620 | 620 | 613 | 613 | 4050 | 4050
69 | SPEC | Lift station, demolition | 1 | EA | 640 | 640 | 649 | 649 | 4050 | 4050
70 | SPEC | Waste water plant, demolition | 1 | EA | 1545 | 1545 | 1569 | 1569 | 4050 | 4050
71 | SPEC | Water well (P-6), new | 1 | EA | 1560 | 1560 | 1584 | 1584 | 2300 | 2300
72 | SPEC | Lift station, new | 1 | EA | 1300 | 1300 | 1316 | 1316 | 2300 | 2300
73 | SPEC | 3/4" rigid conduit | 2000 | LF | 5.8 | 11600 | 5.89 | 11780 | 12 | 24000
74 | SPEC | 1-1/2" rigid conduit | 100 | LF | 12.7 | 1270 | 12.87 | 1287 | 32.5 | 3250
75 | SPEC | #10 copper conductor | 7000 | LF | 0.65 | 4550 | 0.63 | 4410 | 0.5 | 3500
76 | SPEC | #1/0 copper conductor | 300 | LF | 3.6 | 1080 | 3.63 | 1089 | 4 | 1200
77 | SPEC | Weatherproof/GFI double duplex receptacle | 2 | EA | 189 | 378 | 192.5 | 385 | 6.75 | 13.5
78 | SPEC | 6"x6"x4" NEMA 4X junction box, communication | 5 | EA | 410 | 2050 | 418 | 2090 | 2875 | 14375
MISC
79 | 103 | Contract Performance Bond and Insurance (2%) | 1 | LS | 13000 | 13000 | 24250 | 24250 | 40000 | 40000
80 | 205 | Lime Kiln Dust Stabilized Embankment | 200 | CY | 18 | 3600 | 55 | 11000 | 50 | 10000
81 | 616 | Water for Embankment Stabilization | 100 | MGAL | 1 | 100 | 1 | 100 | 30 | 3000
82 | 616 | CaCl for Embankment Stabilization | 2 | TN | 57.5 | 115 | 1100 | 2200 | 1200 | 2400
83 | 614 | Maintenance of Traffic | 1 | LS | 350 | 350 | 550 | 550 | 10000 | 10000
84 | 619 | Field Office | 1 | LS | 1400 | 1400 | 5940 | 5940 | 25000 | 25000
85 | 623 | Construction Layout Stakes | 1 | LS | 10200 | 10200 | 2200 | 2200 | 10000 | 10000
86 | 624 | Mobilization | 1 | LS | 30000 | 30000 | 160 | 160 | 30000 | 30000
87 |  | Owner Allowance | 1 | LS | 20000 | 20000 | 20000 | 20000 | 20000 | 20000
|  | Total Base Bid |  |  |  | 1177267 |  | 1223912 |  | 1735085.25
| Alt. # 1 | Wastewater Management from NTP to March 30, 2020 | 6000 | GAL | 0.7 | 4200 | 2 | 12000 | 1 | 6000
| Alt. # 1a | Wastewater Haul / Disposal from NTP to March 30, 2020 | 6000 | GAL | 0.35 | 2100 | 2.5 | 15000 | 0.15 | 900
| Alt. # 2 | Wastewater Management from April 1, 2020 to May 20, 2020 | 80000 | GAL | 0.5 | 40000 | 0.5 | 40000 | 1.3 | 104000
|  | Total Base Bid with Alternates |  |  |  | 1223567 |  | 1290912 |  | 1845985.25

## PI WTP
Piedmont Lake Water Treatment Plant and SCADA
Bid Opening: Thursday April 9th, 2020 10:00am
UNOFFICIAL BID RESULTS |  | Unit | Estimated Quantity | Bidder 1 |  | Bidder 2
Item No. | Description
1 | Mobilization | LS | 1 | 8000 | 8000 | 14500 | 14500
2 | Silt Fence | LF | 60 | 2 | 120 | 4.5 | 270
3 | Construction Fence | LF | 125 | 4 | 500 | 4.5 | 562.5
4 | Concrete Washout Station | EA | 1 | 500 | 500 | 890 | 890
5 | Topsoil Stripped and Stockpiled (Assume 6") | CY | 30 | 15 | 450 | 15 | 450
6 | Topsoil Replaced | CY | 30 | 15 | 450 | 56 | 1680
7 | Site Utility Removal, Existing Storm Culvert | LF | 35 | 10 | 350 | 22 | 770
8 | Site Utility Removal, Existing 2" Waterline | LF | 100 | 20 | 2000 | 7 | 700
9 | Existing Well House Demolition | LS | 1 | 3000 | 3000 | 2200 | 2200
10 | Haul and Dispose Excess Soils Offsite | CY | 30 | 12 | 360 | 31 | 930
11 | Excavation | CY | 30 | 25 | 750 | 18 | 540
12 | Subgrade Compaction | SY | 130 | 1.5 | 195 | 2 | 260
13 | 304 - Aggregate Base | CY | 8 | 90 | 720 | 105 | 840
14 | #1 and #2 Stone | CY | 6 | 90 | 540 | 170 | 1020
15 | Retaining wall - installed complete (wall segments already purchased and onsite) | LS | 1 | 8000 | 8000 | 13200 | 13200
16 | 4-inch PVC SDR 35 Sanitary Sewer, Complete, open cut with native backfill– Including Connection to Existing 4" and Restoration | LF | 48 | 82 | 3936 | 34 | 1632
17 | 4-inch 2 way Cleanout, Complete | EA | 1 | 1750 | 1750 | 390 | 390
18 | 4-inch 45º Bend, Complete | EA | 2 | 30 | 60 | 92 | 184
19 | 12-inch RCP Storm Culvert (includes connection to existing catch basin) | LF | 55 | 75 | 4125 | 48 | 2640
20 | #1 and #2 Stone, Retaining Wall Under Drain Outlet Protection | CY | 3 | 90 | 270 | 200 | 600
21 | Well P-5 Installation Complete, includes removal of existing pump, replacement with new pump, new controller, new 120V power circuits in existing/new conduits from Power Panel EP-1 to controller and from controller to well pump; control wiring in existing/new conduit from controller to Well P-5 Expansion Module | LS | 1 | 10000 | 10000 | 5750 | 5750
21A | Well P-7 demolition of pressure tanks, temporary enclosure & piping. Cut & cap 2-inch temporary interconnection between P-7 raw water line & campground distribution system at RV Lots #55 and #56. | LS | 1 | 5500 | 5500 | 4000 | 4000
22 | Connection of Well P-5 to 2-inch raw waterline, As per plan | LS | 1 | 2200 | 2200 | 850 | 850
23 | Connection of Marina Water Service to 2-inch finished waterline, As per plan | LS | 1 | 2200 | 2200 | 1700 | 1700
24 | 2-inch HDPE Raw Water Line and Fittings including aggregate backfill, Complete | LF | 14 | 180 | 2520 | 80 | 1120
25 | 2-inch HDPE Finished Water Line and Fittings including aggregate backfill, Complete | LF | 58 | 180 | 10440 | 36 | 2088
26 | 2-inch Curb Valve and Box | EA | 1 | 1400 | 1400 | 940 | 940
27 | Water Plant Building - General Construction, Complete | LS | 1 | 81000 | 81000 | 81000 | 81000
28 | Water Plant Building - Plumbing, Complete | LS | 1 | 5800 | 5800 | 18700 | 18700
29 | Water Plant Building - Mechanical, Complete (Unit Heater & Exhaust Fan) | LS | 1 | 15625 | 15625 | 11500 | 11500
30 | Water Plant Building - Electrical, Complete. Includes 100A,2P circuit breaker and new 240V power circuit in existing/new conduits from Marina Power Panel EP-1 to Water Plant Building, New Power Distribution PB, lights, receptacles, and 120V circuits to lights, receptacles, space heater, exhaust fan, and water plant PLC. | LS | 1 | 13748 | 13748 | 6700 | 6700
31 | Water Plant Process Equipment, Pipe & Valves, Complete. | LS | 1 | 78000 | 78000 | 83200 | 83200
32 | CTU Installation, Complete. Includes CTU in Enclosure, 120V power circuit from Panel PB, Coax from CTU to Antenna, Antenna & Mast, and 12 strand multi-mode fiber in ex/new conduit from CTU to IT Equipment rack in Marina Building | LS | 1 | 33933 | 33933 | 40400 | 40400
33 | Connect Water Plant Process Equipment to CTU, Complete. Includes Packaged Water Plant PLC, pressure transmitters, flow meters, etc. | LS | 1 | 102900 | 102900 | 110500 | 110500
34 | Well P-5 Expansion Module, Complete. Includes Expansion module in Enclosure, Junction Box adjacent to MDP-1, 120V power circuit from Well P-5 Controller to expansion Module, and control wiring in existing/new conduit from P-5 Expansion Module to the Expansion Module at the Marina Pump Station | LS | 1 | 10700 | 10700 | 10500 | 10500
35 | New 1.5 Inch Conduit between Marina Pump Station and HH-2 | LF | 18 | $- | $- | $- | $-
36 | New conduit extending the existing 4 conduits adjacent to the Water Plant Building location from their stub ups into the Water Plant Building in accordance with sheet E-101 and C-102 | LS | 1 | 2928 | 2928 | 2800 | 2800
37 | New 1.5 Inch Conduit between Marina Well P-5 and existing light pole base | LF | 15 | 56 | 840 | 54 | 810
38 | Connect existing Marina Pump Station Expansion Module to CTU, Complete. Includes control wiring in existing/new conduit from expansion module to the CTU in Water Plant Building | LS | 1 | 11400 | 11400 | 11300 | 11300
39 | Finished Water Storage Tank RTU Installation, Complete. Includes RTU in Enclosure, 120V power circuit from Power Panel to RTU, Control Conduit/wiring from Level Transmitter to RTU, Yagi Antenna & Mast, and coax from RTU to Antenna | LS | 1 | 24900 | 24900 | 24500 | 24500
40 | WWTP RTU Installation, Complete. Includes RTU in Enclosure, 120V power circuit from WWTP Power Panel to RTU, Antenna & Mast and Coax from RTU to Antenna | LS | 1 | 34500 | 34500 | 34000 | 34000
41 | Connect existing Campground Well P-7 Expansion Module to WWTP RTU, Complete. Includes control wiring in existing/new conduit from expansion module to the RTU at the WWTP | LS | 1 | 10200 | 10200 | 14500 | 14500
42 | Connect existing Campground Sanitary Pump Station Expansion Module to WWTP RTU, Complete. Includes control wiring in existing/new conduit from expansion module to the RTU at the WWTP | LS | 1 | 11200 | 11200 | 11100 | 11100
43 | Waterfront Sanitary PS RTU Installation, Complete. Includes RTU in Enclosure, 120V power circuit from PS Control Panel to RTU, Control Conduit/wiring from PS Control Panel to RTU, Yagi Antenna & Mast, and coax from RTU to Antenna | LS | 1 | 25000 | 25000 | 24600 | 24600
44 | Fine Grading and Lawn Seeding | SY | 264 | 3.5 | 924 | 3.5 | 924
45 | Owner’s Contingency Allowance | LS | 1 | 10000 | 10000 | 10000 | 10000
| Total of All Unit Price Items |  |  |  | 543934 |  | 557740.5

## SE BCB
Beach Concession Plans
BID TAB
2016-12-01
SITE WORK |  |  |  |  | Bidder 1 |  | Bidder 2 |  | Bidder 3 |  | Bidder 4
REF NO. | ITEM NUMBER | ITEM DESCRIPTION | UNIT | QTY | UNIT $ | TOTAL AMOUNT DOLLARS l CTS | UNIT $ | TOTAL AMOUNT DOLLARS l CTS | UNIT $ | TOTAL AMOUNT DOLLARS l CTS | UNIT $ | TOTAL AMOUNT DOLLARS l CTS
DEMOLITION
1 | 201 | CLEARING AND GRUBBING | LUMP | 1 | 1800 | 1800 | 4100 | 4100 |  | 2459 | 8000 | 8000
2 | 202 | PAVEMENT REMOVED, ASPHALT WITH SAW CUTS | SQ. YD. | 55 | 2.4 | 132 | 10 | 550 |  | 1230 | 75 | 4125
3 | 202 | SIDEWALK REMOVED, FULL DEPTH | SQ. FT. | 1059 | 1.86 | 1969.74 | 1 | 1059 |  | 375 | 6 | 6354
4 | 202 | REMOVAL MISC.: EXISTING SHELTER AND APPURTENANCES | EACH | 1 | 2400 | 2400 | 3100 | 3100 |  | 3690 | 2000 | 2000
5 | 202 | REMOVAL MISC.: EXISTING RESTROOM BUILDING REMOVED COMPLETE & ABATED | EACH | 1 | 6360 | 6360 | 615 | 615 |  | 3690 | 6500 | 6500
6 | 202 | REMOVAL MISC.: EXISTING CONCESSIONS BUILDING REMOVED COMPLETE & ABATED | EACH | 1 | 6600 | 6600 | 10000 | 10000 |  | 4920 | 8500 | 8500
7 | 202 | REMOVAL MISC.: EXISTING CHANGING BUILDING REMOVED | EACH | 1 | 3360 | 3360 | 3200 | 3200 |  | 3690 | 4800 | 4800
8 | 202 | REMOVAL MISC.: EXISTING OUTDOOR SHOWER AND APPURTENANCES REMOVED | EACH | 1 | 1800 | 1800 | 200 | 200 |  | 925 | 6000 | 6000
9 | 202 | GATE REMOVED | EACH | 1 | 240 | 240 | 200 | 200 |  | 1230 | 1500 | 1500
10 | 202 | WHEELSTOP REMOVED | EACH | 4 | 24 | 96 | 30 | 120 |  | 350 | 200 | 800
11 | 202 | STORM AND SANITARY SEWER PIPE REMOVED (24" AND UNDER) | L.F. | 70 | 23 | 1610 | 14 | 980 |  | 615 | 100 | 7000
12 | 202 | WATERLINE REMOVED AND CAPPED | L.F. | 54 | 22 | 1188 | 7.75 | 418.5 |  | 615 | 100 | 5400
13 | 202 | REMOVAL MISC.: EXISTING LIGHT/UTILITY POLE & APPURTENANCES REMOVED | EACH | 1 | 4200 | 4200 | 300 | 300 |  | 150 | 3200 | 3200
SECTION TOTAL DEMOLITION : | [5 empty] | 31755.74 |  | 24842.5 |  | 23939 |  | 64179
LANDSCAPING
14 | 652 | TOPSOIL STRIPPED AND HAULED OFF | CU. YD. | 35 | 21.6 | 756 | 10.6 | 371 |  | 985 | 150 | 5250
15 | 651 | TOPSOIL STOCKPILED | CU. YD. | 200 | 36 | 7200 | 9.25 | 1850 |  | #VALUE! | 40 | 8000
16 | 652 | PLACING STOCKPILED TOPSOIL | CU. YD. | 200 | 6 | 1200 | 9.25 | 1850 |  | 985 | 30 | 6000
17 | 659 | SEEDING AND MULCHING, PER PLAN | SQ. YD. | 1180 | 1.65 | 1947 | 1.1 | 1298 |  | 1850 | 6 | 7080
18 | 661 | DECIDUOUS TREE, 2.5" CAL., ACER SACCHARUM (SUGAR MAPLE) | EACH | 3 | 660 | 1980 | 660 | 1980 | 250 | 750 | 500 | 1500
19 | 661 | DECIDUOUS TREE, 2.5" CAL., TILIA AMERICANA 'REDMOND' (AMERICAN BASSWOOD) | EACH | 2 | 660 | 1320 | 732 | 1464 | 86 | 172 | 500 | 1000
20 | 661 | DECIDUOUS TREE, 2.5" CAL., ULMUS AMERICANA 'VALLEY FORGE' (VALLEY FORGE AMERICAN ELM) | EACH | 5 | 660 | 3300 | 732 | 3660 | 265 | 1325 | 500 | 2500
21 | 661 | DECIDUOUS TREE, 10' H. MIN., AMELANCHIER ARBOREA (DOWNY SERVICEBERRY) | EACH | 3 | 630 | 1890 | 648 | 1944 | 250 | 750 | 550 | 1650
22 | 661 | DECIDUOUS TREE, 10' H MIN., CERCIS CANADENSIS (EASTERN REDBUD) | EACH | 6 | 570 | 3420 | 568 | 3408 | 250 | 1500 | 500 | 3000
23 | 661 | DECIDUOUS SHRUB, 24" H MIN., HYDRANGEA QUERCIFOLIA (OAKLEAF HDYRANGEA) | EACH | 14 | 102 | 1428 | 139 | 1946 | 86 | 1204 | 100 | 1400
24 | 661 | EVERGREEN SHRUB, 24" H MIN., ILEX GLABRA 'COMPACTA' (COMPACT INKBERRY) | EACH | 15 | 72 | 1080 | 117 | 1755 | 86 | 1290 | 100 | 1500
25 | 661 | PERENNIAL, NO. 2, SCHIZACHYRIUM SCOPARIUM (LITTLE BLUESTEM) | EACH | 63 | 36 | 2268 | 61 | 3843 | 35 | 2205 | 30 | 1890
26 | 661 | PERENNIAL, NO. 1, HEMEROCALIS 'HAPPY RETURNS' (HAPPY RETURNS DAYLILLY) | EACH | 276 | 26 | 7176 | 32.5 | 8970 | 50 | 13800 | 25 | 6900
SECTION TOTAL LANDSCAPING: | [5 empty] | 34965 |  | 34339 |  | #VALUE! |  | 47670
DRAINAGE
27 | 611 | 6" PVC STORM SEWER | L.F. | 101 | 66 | 6666 | 26 | 2626 |  | 615 | 60 | 6060
28 | 611 | CLEANOUT STORM SEWER (MIN 6" RISER) | EACH | 2 | 420 | 840 | 555 | 1110 |  | 200 | 600 | 1200
29 | 611 | CONNECTION TO EXISTING STORM SYSTEM LESS THAN 24" | EACH | 1 | 960 | 960 | 1750 | 1750 |  | 300 | 2500 | 2500
SECTION TOTAL DRAINAGE : | [5 empty] | 8466 |  | 5486 |  | 1115 |  | 9760
SANITARY
30 | 611 | 4" SANITARY SEWER SCH 80 | L.F. | 41 | 62 | 2542 | 45 | 1845 |  | 300 | 40 | 1640
31 | 611 | SANITARY SEWER CLEANOUT (LAWN) | EACH | 1 | 150 | 150 | 900 | 900 |  | 500 | 600 | 600
32 | 611 | SANITARY STORAGE TANK | EACH | 1 | 11760 | 11760 | 14500 | 14500 |  | 11750 | 7600 | 7600
33 | 611 | EXTERIOR GREASE INTERCEPTOR | EACH | 1 | 6960 | 6960 | 8700 | 8700 |  | 2400 | 4600 | 4600
SECTION TOTAL SANITARY : | [5 empty] | 21412 |  | 25945 |  | 14950 |  | 14440
WATER
34 | 638 | CURB STOP | EACH | 1 | 480 | 480 | 725 | 725 |  | 250 | 2200 | 2200
35 | 638 | 2" WATER SERVICE HDPE | L.F. | 60 | 38 | 2280 | 22 | 1320 |  | 190 | 150 | 9000
36 | 638 | 1/2" WATER SERVICE HDPE | L.F. | 17 | 36 | 612 | 53 | 901 |  | 125 | 140 | 2380
37 | 638 | SERVICE TAP CONNECT TO EXISTING | EACH | 1 | 1800 | 1800 | 1200 | 1200 |  | 615 | 3000 | 3000
38 | 638 | CHLORINATE SYSTEM | EACH | 1 | 1200 | 1200 | 600 | 600 |  | 250 | 4800 | 4800
SECTION TOTAL WATER : | [5 empty] | 6372 |  | 4746 |  | 1430 |  | 21380
EARTH WORK
39 | 203 | EXCAVATION AND EMBANKMENT ONSITE MATERIAL MOVED | CU. YD. | 56 | 17 | 952 | 18 | 1008 |  | 950 | 140 | 7840
40 | 203 | MASON SAND | CU. YD. | 5 | 96 | 480 | 50 | 250 |  | 300 | 150 | 750
41 | 203 | BORROW AND EMBANKMENT | CU. YD. | 185 | 24 | 4440 | 12.6 | 2331 |  | 200 | 90 | 16650
42 | 204 | SUBGRADE COMPACTION | SQ. YD. | 500 | 9 | 4500 | 1 | 500 |  | 750 | 40 | 20000
43 | 204 | PROOF ROLLING | HOUR | 2 | 120 | 240 | 95 | 190 |  | 185 | 200 | 400
SECTION TOTAL EARTH WORK : | [5 empty] | 10612 |  | 4279 |  | 2385 |  | 45640
PAVEMENT & SITE AMENITIES
44 | 304, 411 | AGGREGATE BASE (4" DEPTH CRUSHED LIMESTONE) | CU. YD. | 60 | 75.75 | 4545 | 75 | 4500 |  | #VALUE! | 450 | 27000
45 | 451 | REINFORCED CONCRETE PAVEMENT | SQ. FT. | 440 | 13 | 5720 | 14.5 | 6380 |  | #VALUE! | 22.72 | 9996.8
46 | 608 | CONCRETE WALK | SQ. FT. | 1000 | 10 | 10000 | 7.3 | 7300 |  | 6500 | 11.8 | 11800
47 | 608 | CONCRETE WALK, AS PER PLAN (COLORED AND STAMPED including rebar for frost slab) | SQ. YD. | 312 | 107.07 | 33405.84 | 76 | 23712 |  | 27650 | 142.85 | 44569.2
48 | 642 | TRAFFIC PAINT | LUMP | 1 |  | 0 | 550 | 550 |  | 650 | 950 | 950
49 | SPECIAL | TRASH ENCLOSURE | EACH | 1 | 16802 | 16802 | 12300 | 12300 |  | 20900 | 2500 | 2500
50 | SPECIAL | MDF FOOT SHOWER 500 SM (MATERIAL & INSTALL) | EACH | 1 | 3419 | 3419 | 4400 | 4400 |  | 3500 | 2500 | 2500
51 | SPECIAL | CONCRETE WHEEL STOPS (6FT LENGTH) | EACH | 5 | 150 | 750 | 114 | 570 |  | 270 | 2500 | 12500
52 | SPECIAL | RELOCATED 2 POST AND VISIBLE CHAIN ACCESS | LUMP | 1 | 704 | 704 | 900 | 900 |  | 430 | 500 | 500
53 | SPECIAL | ADA SIGN | EACH | 5 | 204.4 | 1022 | 450 | 2250 |  | 305 | 40 | 200
54 | SPECIAL | SHADE STRUCTURE LABOR INSTALLATION | EACH | 1 | 6336 | 6336 | 6000 | 6000 |  | 5000 | 5000 | 5000
55 | SPECIAL | PAVEMENT RESTORATION | SQ. YD. | 16 | 1900 | 30400 | 200 | 3200 |  | 1500 | 220 | 3520
SECTION TOTAL PAVEMENT & SITE AMENITIES : | [5 empty] | 113103.84 |  | 72062 |  | #VALUE! |  | 121036
EROSION CONTROL AND TEMPORARY CONSTRUCTION ACTIVITY
56 | 659 | TEMPORARY SEEDING AND MULCHING, PER PLAN | SQ. YD. | 1180 | 0.8 | 944 | 0.4 | 472 |  | 4570 | 4 | 4720
57 | 661 | EROSION CONTROL MATTING | SQ. YD. | 290 | 1.8 | 522 | 2.25 | 652.5 |  | 1200 | 12 | 3480
58 | SPECIAL | FILTER FABRIC FENCE | L.F. | 298 | 5 | 1490 | 2.45 | 730.1 | 5 | 1490 | 10 | 2980
59 | SPECIAL | INLET PROTECTION | EACH | 3 | 90 | 270 | 70 | 210 |  | 950 | 100 | 300
60 | SPECIAL | CONCRETE WASHOUT FACILITY | EACH | 1 | 720 | 720 | 700 | 700 |  | 3075 | 2500 | 2500
61 | SPECIAL | DUST CONTROL | LUMP | 1 | 2400 | 2400 | 600 | 600 |  | 1844 | 2000 | 2000
62 | SPECIAL | MISC. ADDITIONAL SWPPP ITEMS AND REPAIRS | LUMP | 1 | 1200 | 1200 | 1800 | 1800 |  | 8000 | 2000 | 2000
SECTION TOTAL EROSION CONTROL AND TEMPORARY CONSTRUCTION ACTIVITY: | [5 empty] | 7546 |  | 5164.6 |  | 21129 |  | 17980
ELECTRICAL SITE
63 |  | TRANSFORMER, 100 KVA,120/240V, 1-PHASE, PAD MOUNT, OUTDOOR | EACH | 1 | 6826 | 6826 | 8400 | 8400 |  | #VALUE! | 10454 | 10454
64 |  | DISC. SWITCH, 200A, 240V, 2P, NEMA 3R, W/FUSES | EACH | 2 | 6800 | 13600 | 2500 | 5000 |  | #VALUE! | 3350 | 6700
65 |  | DISC. SWITCH, 100A, 240V, 2P, NEMA 3R, W/FUSES | EACH | 1 | 0 | 0 | 2500 | 2500 |  | #VALUE! | 3300 | 3300
66 |  | SECTIONALIZING CABINET, 15KV, 3-PHASE, 200A, FIBERGLASS, W/ PARKING STANDS, DB JUNCTIONS | EACH | 1 | 4200 | 4200 | 3800 | 3800 |  | #VALUE! | 2630 | 2630
67 |  | BOXPAD, FIBERGLASS, OUTDOOR | EACH | 2 | 500 | 1000 | 100 | 200 |  | #VALUE! | 675 | 1350
68 |  | H-FRAME CHANNEL, EQUIPMENT RACK | EACH | 1 | 1440 | 1440 | 1300 | 1300 |  | #VALUE! | 3900 | 3900
69 |  | PULLBOX, FIBERGLASS | EACH | 4 | 420 | 1680 | 380 | 1520 |  | #VALUE! | 1041.25 | 4165
70 |  | CIC, PRIMARY, 1 - 15KV, #2 SOLID ALUM, JCN, 2" C. | L.F. | 200 | 49 | 9800 | 53 | 10600 |  | #VALUE! | 15.25 | 3050
71 |  | CIC, 3-3/0, #2 GND, COPPER | L.F. | 80 | 48 | 3840 | 43 | 3440 |  | #VALUE! | 74.19 | 5935.2
72 |  | CONDUIT, 3" PVC (COMMUNICATION) | L.F. | 400 | 15.6 | 6240 | 14.15 | 5660 |  | #VALUE! | 10.08 | 4032
73 |  | TRENCHING/BACKFILL | L.F. | 200 | 3000 | 600000 | 16.75 | 3350 |  | #VALUE! | 62.75 | 12550
74 |  | SITE LIGHTING WIRING AND CONDUIT | L.F. | 150 | 17 | 2550 | 18.45 | 2767.5 |  | 63250 | 8.27 | 1240.5
75 |  | WECI UTILITY DEMO/INSTALLATION/RECONNECTION FEE | LUMP | 1 | 0 | 0 | 600 | 600 |  | #VALUE! | 2500 | 2500
SECTION TOTAL ELECTRICAL SITE : | [5 empty] | 651176 |  | 49137.5 |  | #VALUE! |  | 61806.7
STRUCTURAL
76 |  | CRANE PAD PREPARATION & STONE AT DRIVE RETURN | LS | 1 | 1800 | 1800 | 7500 | 7500 |  | #VALUE! | 8000 | 8000
77 |  | TRENCH EXCAVATION | CU. YD. | 30 | 70.4 | 2112 | 62 | 1860 |  | 2300 | 75 | 2250
78 |  | CONCRETE TRENCH FOOTINGS | CU. YD. | 30 | 245.5 | 7365 | 350 | 10500 |  | #VALUE! | 30 | 900
79 |  | TRENCH FOOTINGS REINFORCING | TON | 0.4 | 95.16 | 38.064 | 4500 | 1800 |  | 6500 | 2000 | 800
80 | SPECIAL | SHADE STRUCTURE CENTER CONCRETE FOOTERS | EACH | 1 | 3840 | 3840 | 4000 | 4000 |  | #VALUE! | 5600 | 5600
81 | SPECIAL | SHADE STRUCTURE PERIMETER CONCRETE FOOTERS | EACH | 6 | 6240 | 37440 | 2000 | 12000 |  | 11750 | 345 | 2070
SECTION TOTAL STRUCTURAL : | [5 empty] | 52595.064 |  | 37660 |  | #VALUE! |  | 11620
MISCELLANEOUS
82 |  | BONDING | EACH | 1 | 4500 | 4500 | 7400 | 7400 |  | 8000 | 12000 | 12000
83 |  | MOBILIZATION | EACH | 1 | 1500 | 1500 | 13000 | 13000 |  | 3075 | 5000 | 5000
84 |  | GEOTECH INSPECTION | EACH | 1 | 3000 | 3000 | 5000 | 5000 |  | 2500 | 2500 | 2500
85 |  | CONSTRUCTION STAKING | EACH | 1 | 4800 | 4800 | 9200 | 9200 |  | 1200 | 2500 | 2500
86 |  | ALLOWANCE (ELECTRICAL UTILITY SERVICE EXTENSION) | LS | 1 | 5000 | 5000 | 5000 | 5000 |  | 5000 | 5000 | 5000
SECTION TOTAL MISCELLANEOUS : | [5 empty] | 18800 |  | 39600 |  | 19775 |  | 27000
TOTAL PROJECT COST: | [5 empty] | 956803.644 |  | 303261.6 |  | #VALUE! |  | 442511.7
|  | Total on Bid Sheet Document |  |  |  | 295184.58 |  | 303261.6 |  | 315000 |  | 468609
|  | Difference |  |  |  | 661619.064 |  | 0 |  | #VALUE! |  | -26097.3

## SE LS &FM
Seneca Lake Terminal Pump Station and Forced Main
Bid Tab
2016-12-21
|  |  |  | Bidder 1 |  | Bidder 2 |  | Bidder 3 |  | Bidder 4 |  | Bidder 5 |  | Bidder 6 |  | Bidder 7 |  | Bidder 8 |  | Bidder 9
SECTION I TERMINAL PUMP STATION |  | Unit | Quantity | Unit Price | Total cost | Unit Price | Total cost | Unit Price | Total cost | Unit Price | Total cost | Unit Price | Total cost | Unit Price | Total cost | Unit Price | Total cost | Unit Price | Total cost | Unit Price | Total cost
1 | Pump Station, Complete | LS | 1 | 200897 | 200897 | 257050 | 257050 | 175000 | 175000 | 245600 | 245600 | 141198 | 141198 | 196000 | 196000 | 193497.2 | 193497.2 | 152000 | 152000 | 225000 | 225000
2 | Flow Meter and Vault | LS | 1 | 13000 | 13000 | 16800 | 16800 | 20000 | 20000 | 13390 | 13390 | 8700 | 8700 | 23790 | 23790 | 21221.21 | 21221.21 | 26000 | 26000 | 54000 | 54000
3 | Fencing | LF | 110 | 46.8 | 5148 | 49.5 | 5445 | 15 | 1650 | 48 | 5280 | 55 | 6050 | 58 | 6380 | 54.54 | 5999.4 | 46 | 5060 | 45 | 4950
4 | 10' Gate | EA | 1 | 2000 | 2000 | 1100 | 1100 | 5500 | 5500 | 2060 | 2060 | 2230 | 2230 | 1650 | 1650 | 1500 | 1500 | 2000 | 2000 | 3500 | 3500
5 | Gravel Drives | SY | 95 | 20 | 1900 | 45 | 4275 | 20 | 1900 | 21 | 1995 | 28 | 2660 | 7 | 665 | 54.78 | 5204.1 | 17 | 1615 | 18.5 | 1757.5
6 | Pump Station Abandonment | LS | 1 | 4000 | 4000 | 12100 | 12100 | 7500 | 7500 | 4120 | 4120 | 7850 | 7850 | 7800 | 7800 | 11877.7 | 11877.7 | 19000 | 19000 | 21050 | 21050
|  | Subtotal Terminal Pump Station $ |  |  | 226945 |  | 296770 |  | 211550 |  | 272445 |  | 168688 |  | 236285 |  | 239299.61 |  | 205675 |  | 310257.5
SECTION II PUMP STATION SITE UTILITIES |  | Unit | Quantity | Unit Price | Total cost | Unit Price | Total cost | Unit Price | Total cost | Unit Price | Total cost | Unit Price | Total cost | Unit Price | Total cost | Unit Price | Total cost | Unit Price | Total cost | Unit Price | Total cost
7 | Electric Service to Site with Rotory Phase Converter System | LS | 1 | 78315 | 78315 | 80875 | 80875 | 58000 | 58000 | 80665 | 80665 | 60320 | 60320 | 44600 | 44600 | 122942.8 | 122942.8 | 106000 | 106000 | 20000 | 20000
8 | 8" Sanitary Sewer | LF | 125 | 90 | 11250 | 95 | 11875 | 150 | 18750 | 93 | 11625 | 50 | 6250 | 303.8 | 37975 | 74.15 | 9268.75 | 105 | 13125 | 178.5 | 22312.5
9 | Sanitary Manhole | EA | 2 | 3800 | 7600 | 7000 | 14000 | 5000 | 10000 | 3914 | 7828 | 2700 | 5400 | 4195 | 8390 | 7983.79 | 15967.58 | 4500 | 9000 | 3400 | 6800
10 | Sanitary Lateral Reconnection | EA | 2 | 1200 | 2400 | 3000 | 6000 | 2000 | 4000 | 1250 | 2500 | 400 | 800 | 2560 | 5120 | 1170.02 | 2340.04 | 2400 | 4800 | 3400 | 6800
11 | Stand-by generator and automatic transfer switch | LS | 1 | 58973 | 58973 | 52000 | 52000 | 40000 | 40000 | 60770 | 60770 | 42815 | 42815 | 62500 | 62500 | 78300 | 78300 | 70000 | 70000 | 67210 | 67210
|  | Subtotal Pump Station Site Utilities $ |  |  | 158538 |  | 164750 |  | 130750 |  | 163388 |  | 115585 |  | 158585 |  | 228819.17 |  | 202925 |  | 123122.5
SECTION III TERMINAL FORCE MAIN |  | Unit | Quantity | Unit Price | Total cost | Unit Price | Total cost | Unit Price | Total cost | Unit Price | Total cost | Unit Price | Total cost | Unit Price | Total cost | Unit Price | Total cost | Unit Price | Total cost | Unit Price | Total cost
12 | 6" Forcemain (drilled) | LF | 10675 | 31.52 | 336476 | 25 | 266875 | 35 | 373625 | 30 | 320250 | 49.5 | 528412.5 | 35.8 | 382165 | 32.2 | 343735 | 45 | 480375 | 57.25 | 611143.75
13 | 6" Forcemain (in casing) | LF | 500 | 10.51 | 5255 | 22 | 11000 | 35 | 17500 | 10 | 5000 | 30 | 15000 | 33 | 16500 | 35.9 | 17950 | 35 | 17500 | 68.6 | 34300
14 | 12" Casing Pipe | LF | 500 | 63.04 | 31520 | 25 | 12500 | 90 | 45000 | 60 | 30000 | 70 | 35000 | 66 | 33000 | 63.27 | 31635 | 75 | 37500 | 108.8 | 54400
15 | Ductile Iron Fittings | LS | 1 | 522.08 | 522.08 | 41405 | 41405 | 250 | 250 | 500 | 500 | 4500 | 4500 | 550 | 550 | 582.94 | 582.94 | 5000 | 5000 | 2500 | 2500
16 | Combination Air Vacuum Release Valves | EA | 12 | 8150 | 97800 | 10000 | 120000 | 9500 | 114000 | 12700 | 152400 | 8956 | 107472 | 13970 | 167640 | 12181.49 | 146177.88 | 7500 | 90000 | 11859 | 142308
17 | Water Service Repair | EA | 5 | 1006.53 | 5032.65 | 100 | 500 | 500 | 2500 | 900 | 4500 | 425 | 2125 | 990 | 4950 | 935.39 | 4676.95 | 250 | 1250 | 600 | 3000
18 | Sanitary Lateral Repair | EA | 2 | 1800 | 3600 | 100 | 200 | 1000 | 2000 | 1700 | 3400 | 475 | 950 | 1870 | 3740 | 935.75 | 1871.5 | 250 | 500 | 700 | 1400
19 | Pavement Restoration | SY | 200 | 54 | 10800 | 75 | 15000 | 100 | 20000 | 55 | 11000 | 75 | 15000 | 93.5 | 18700 | 68.16 | 13632 | 35 | 7000 | 50.5 | 10100
20 | Seeding/Mulching/Restoration | LS | 1 | 13000 | 13000 | 13000 | 13000 | 7500 | 7500 | 13825 | 13825 | 5500 | 5500 | 14300 | 14300 | 22460 | 22460 | 10000 | 10000 | 46500 | 46500
21 | Clearing | LS | 1 | 3500 | 3500 | 4500 | 4500 | 20000 | 20000 | 3825 | 3825 | 4500 | 4500 | 3300 | 3300 | 9217.8 | 9217.8 | 10000 | 10000 | 10000 | 10000
22 | Construction Layout | LS | 1 | 22000 | 22000 | 6000 | 6000 | 45000 | 45000 | 20600 | 20600 | 15400 | 15400 | 27600 | 27600 | 9000 | 9000 | 7500 | 7500 | 12000 | 12000
23 | Erosion Control | LS | 1 | 3600 | 3600 | 2000 | 2000 | 2135 | 2135 | 4100 | 4100 | 6324 | 6324 | 6700 | 6700 | 8216 | 8216 | 10000 | 10000 | 27000 | 27000
24 | Maintenance of Traffic | LS | 1 | 2750 | 2750 | 4500 | 4500 | 1000 | 1000 | 3530 | 3530 | 6500 | 6500 | 5250 | 5250 | 2184 | 2184 | 20000 | 20000 | 30000 | 30000
25 | Owners Contingency Allowance | ALLOW | 1 | 20000 | 20000 | 20000 | 20000 | 20000 | 20000 | 20000 | 20000 | 20000 | 20000 | 20000 | 20000 | 20000 | 20000 | 20000 | 20000 | 20000 | 20000
|  | Subtotal TERMINAL FORCE MAIN $ |  |  | 555855.73 |  | 517480 |  | 670510 |  | 592930 |  | 766683.5 |  | 704395 |  | 631339.07 |  | 716625 |  | 1004651.75
|  | PROJECT TOTAL: (SECTIONS I, II, III) |  |  | 941338.73 |  | 979000 |  | 1012810 |  | 1028763 |  | 1050956.5 |  | 1099265 |  | 1099457.85 |  | 1125225 |  | 1438031.75
|  | Total from Bid Result |  |  | 979000 |  | 1012810 |  | 1028848 |  | 1050956.5 |  | 1099265 |  | 1099482.08 |  | 1125225 |  | 1438031.75 |  | 0
|  | Difference |  |  | 37661.27 |  | 33810 |  | 16038 |  | 22193.5 |  | 48308.5 |  | 217.08 |  | 25767.15 |  | 312806.75 |  | -1438031.75

## SE Parkside
Seneca Parkside Central and Woodlands Campground Plans
Bid Tab
2017-03-03
[5 empty] | Bidder 1 |  | Bidder 2 |  | Bidder 3
REF NO. | ITEM NUMBER | ITEM DESCRIPTION | UNIT | QTY | Unit Price | Total | Unit Price | Total | Unit Price | Total
DEMOLITION
1 | 201 | GRUBBING GRADING LIMITS (TREE CLEARING BY OTHERS) | ACRE | 28 | 3500 | 98000 | 10000 | 280000 | 15000 | 420000
2 | 202 | PAVEMENT REMOVED, ASPHALT WITH SAW CUTS | SQ. YD. | 9569 | 2.25 | 21530.25 | 4 | 38276 | 12 | 114828
3 | 202 | PAVEMENT MILLED, ASPHALT | SQ. YD. | 235 | 14.75 | 3466.25 | 24 | 5640 | 33 | 7755
4 | 202 | REMOVAL MISC.: AGGREGATE DRIVE REMOVED | SQ. YD. | 1204 | 2.5 | 3010 | 5 | 6020 | 1 | 1204
5 | 203 | REMOVAL MISC.: EXISTING RESTROOM BUILDING REMOVED COMPLETE & ABATED | EACH | 4 | 900 | 3600 | 2500 | 10000 | 9000 | 36000
6 | 202 | STORM AND SANITARY SEWER PIPE REMOVED (24" AND UNDER) | L.F. | 1017 | 25 | 25425 | 8 | 8136 | 5 | 5085
7 | 202 | STORM AND SANITARY SEWER PIPE REMOVED (27" AND OVER) | L.F. | 148 | 30 | 4440 | 8 | 1184 | 10 | 1480
8 | 202 | DRAINAGE STRUCTURES REMOVED (CATCH BASIN, ENDWALLS,ETC) | EACH | 12 | 250 | 3000 | 240 | 2880 | 100 | 1200
9 | 202 | SERVICE WATERLINE REMOVED (INCL.VALVES, YARD HYD's, ETC.) | L.F. | 3891 | 5 | 19455 | 3 | 11673 | 2 | 7782
10 | 202 | 8" GUERNSEY COUNTY WATER MAIN REMOVED | L.F. | 547 | 25 | 13675 | 14 | 7658 | 5 | 2735
11 | 202 | 8" GUERNSEY COUNTY WATER MAIN ABANDONED & FILLED | L.F. | 907 | 5.5 | 4988.5 | 6 | 5442 | 5 | 4535
12 |  | POST/ SIGN REMOVED | EACH | 39 | 75 | 2925 | 60 | 2340 | 25 | 975
13 |  | Not Used | EACH | 0 |  | 0 | 0 | 0 | 0 | 0
14 |  | PARK DAY USE FEATURES (BENCHES, GRILLS, PLAYGROUND EQPT, ETC.) REMOVED & SALVAGED AS DIRECTED | EACH | 21 | 150 | 3150 | 90 | 1890 | 100 | 2100
15 |  | LIGHT POLES REMOVED | EACH | 2 | 650 | 1300 | 600 | 1200 | 400 | 800
16 |  | FLAGPOLE & PLAQUARD REMOVE & RELOCATE (INCL LIGHTING) | EACH | 1 | 3200 | 3200 | 3200 | 3200 | 4900 | 4900
SECTION TOTAL DEMOLITION : | [5 empty] | 211165 |  | 385539 |  | 611379
|  | EROSION CONTROL AND TEMPORARY CONSTRUCTION ACTIVITY | [5 empty] | 0 |  | 0
17 |  | SILT FENCE | L.F. | 10428 | 2.5 | 26070 | 2.5 | 26070 | 2 | 20856
18 |  | INLET PROTECTION | EACH | 22 | 100 | 2200 | 390 | 8580 | 100 | 2200
19 |  | ROCK CHECK DAM | EACH | 126 | 450 | 56700 | 68 | 8568 | 400 | 50400
20 | SPECIAL | BOLDER/ROCK STEP POOL | EACH | 9 | 7500 | 67500 | 6050 | 54450 | 2650 | 23850
21 |  | TEMPORARY CONSTRUCTION DRIVE | EACH | 3 | 2500 | 7500 | 5500 | 16500 | 3000 | 9000
22 | 680 | TREE PROTECTION FENCING | L.F. | 3694 | 4.5 | 16623 | 5 | 18470 | 2.5 | 9235
23 | 659 | TEMPORARY SEEDING | SY | 60580 | 0.5 | 30290 | 0.5 | 30290 | 0.5 | 30290
24 | SPECIAL | TEMPORARY SEDIMENT TRAP CONTROLS | EACH | 16 | 1500 | 24000 | 2800 | 44800 | 1300 | 20800
25 |  | DUST CONTROL | LUMP | 1 | 100000 | 100000 | 33000 | 33000 | 750 | 750
26 |  | MISC. ADDITIONAL SWPPP ITEMS AND REPAIRS | LUMP | 1 | 9500 | 9500 | 32000 | 32000 | 7500 | 7500
27 | SPECIAL | POST-CONSTRUCTION BIORETENTION CELL-COMPLETE INCL UNDERDRAINS | SF | 15245 | 15.5 | 236297.5 | 18 | 274410 | 15 | 228675
28 | 671 | TEMPORARY EROSION CONTROL MAT, TYPE G | SY | 43327 | 1.5 | 64990.5 | 2.4 | 103984.8 | 2 | 86654
29 | SPECIAL | SWALE - TURF REINFORCEMENT MATTING | SY | 324 | 8 | 2592 | 26 | 8424 | 6 | 1944
30 | 671 | SWALE - TEMPORARY EROSION MAT, TYPE C | SY | 1398 | 4.25 | 5941.5 | 8.5 | 11883 | 3.5 | 4893
SECTION TOTAL EROSION CONTROL AND TEMPORARY CONSTRUCTION ACTIVITY: | [5 empty] | 650204.5 |  | 671429.8 |  | 497047
|  | EARTH WORK | [5 empty] | 0 |  | 0
31 | 203 | STRIP & STOCKPILE TOPSOIL (6") | CU. YD. | 22506 | 5.5 | 123783 | 5 | 112530 | 9 | 202554
32 | 203 | EXCAVATION INCLUDING EMBANKMENT-AREAS P2, P13 & P21 (PER PLAN) | CU. YD. | 114091 | 6.75 | 770114.25 | 9 | 1026819 | 9 | 1026819
33 | 203 | EXCESS TOPSOIL SPOILED ONSITE AS DIRECTED | CU. YD. | 5536 | 5.5 | 30448 | 7 | 38752 | 9 | 49824
34 | SPECIAL | SOIL SETTLEMENT PLATFORM/RODS | EACH | 4 | 2000 | 8000 | 250 | 1000 | 1000 | 4000
35 | 651 | PLACING STOCKPILED TOPSOIL (4" MIN) | CU. YD. | 16970 | 9 | 152730 | 12.5 | 212125 | 6 | 101820
36 | 651 | ROCK REMOVAL | CU. YD. | 500 | 20 | 10000 | 47 | 23500 | 100 | 50000
37 | 651 | OFF-SITE BORROW | CU. YD. | 2600 | 25 | 65000 | 20 | 52000 | 15 | 39000
38 | 651 | HAUL AND DISPOSE EXCESS SOIL | CU. YD. | 2600 | 18 | 46800 | 14 | 36400 | 15 | 39000
SECTION TOTAL EARTH WORK : | [5 empty] | 1206875.25 |  | 1503126 |  | 1513017
|  | LANDSCAPING | [5 empty] | 0 |  | 0
39 | SPECIAL | RESIDENTIAL AND URBAN AREA SEED MIXTURE | SQ. YD. | 78489 | 1.5 | 117733.5 | 1.4 | 109884.6 | 2 | 156978
40 | SPECIAL | LAKE EDGE SEED MIX | SQ. YD. | 370 | 2.75 | 1017.5 | 3 | 1110 | 2.5 | 925
41 | SPECIAL | 3:1 SLOPE SHALE SEED MIX | SQ. YD. | 5755 | 2.15 | 12373.25 | 2.1 | 12085.5 | 2 | 11510
42 | SPECIAL | SLOPE STABILIZATION NATIVE SEED MIX | SQ. YD. | 18588 | 2 | 37176 | 2 | 37176 | 1.7 | 31599.6
43 | SPECIAL | SLOPE STABILIZATION SEED MIX | SQ. YD. | 4925 | 1.25 | 6156.25 | 1.3 | 6402.5 | 1.15 | 5663.75
44 | SPECIAL | FLOODPLAIN SEED MIX | SQ. YD. | 2880 | 2.5 | 7200 | 2.6 | 7488 | 2.2 | 6336
45 | SPECIAL | BIORETENTION SEED MIX | SQ. YD. | 2500 | 2.75 | 6875 | 2.6 | 6500 | 2.5 | 6250
46A | SPECIAL | ACER RUBRUM 'OCTOBER GLORY' (2.5" CAL.) | EACH | 56 | 430 | 24080 | 420 | 23520 | 450 | 25200
46B | SPECIAL | CELTIS OCCIDENTALIS 'PRAIRIE PRIDE' (2.5" CAL.) | EACH | 30 | 500 | 15000 | 500 | 15000 | 500 | 15000
46C | SPECIAL | CARYA OVATA (2.5" CAL.) | EACH | 17 | 830 | 14110 | 800 | 13600 | 800 | 13600
46D | SPECIAL | GLEDITSIA TRIACANTHOS VAR. INERMIS 'SKYCOLE' (2.5" CAL.) | EACH | 34 | 460 | 15640 | 500 | 17000 | 450 | 15300
46E | SPECIAL | LIRIODENDRON TULIPIFERA (2.5" CAL.) | EACH | 24 | 460 | 11040 | 450 | 10800 | 450 | 10800
46F | SPECIAL | NYSSA SYLVATICA (2.5" CAL.) | EACH | 17 | 525 | 8925 | 520 | 8840 | 500 | 8500
46G | SPECIAL | PLATANUS OCCIDENTALIS (2.5" CAL.) | EACH | 17 | 530 | 9010 | 530 | 9010 | 550 | 9350
46H | SPECIAL | QUERCUS BICOLOR (2.5" CAL.) | EACH | 15 | 480 | 7200 | 500 | 7500 | 500 | 7500
46I | SPECIAL | QUERCUS COCCINEA (2.5" CAL.) | EACH | 26 | 480 | 12480 | 490 | 12740 | 500 | 13000
46J | SPECIAL | QUERCUS IMBRICARIA (2.5" CAL.) | EACH | 24 | 480 | 11520 | 490 | 11760 | 500 | 12000
46K | SPECIAL | QUERCUS MUEHLENBERGII (2.5" CAL.) | EACH | 13 | 480 | 6240 | 490 | 6370 | 500 | 6500
46L | SPECIAL | QUERCUS RUBRA (2.5" CAL.) | EACH | 55 | 480 | 26400 | 490 | 26950 | 500 | 27500
46M | SPECIAL | TILIA AMERICANA (2.5" CAL.) | EACH | 25 | 530 | 13250 | 550 | 13750 | 525 | 13125
46N | SPECIAL | ULMUS AMERICANA 'VALLEY FORGE' (2.5" CAL.) | EACH | 35 | 410 | 14350 | 400 | 14000 | 400 | 14000
47A | SPECIAL | AMELANCHIER ARBOREA (7’H) | EACH | 78 | 400 | 31200 | 400 | 31200 | 400 | 31200
47B | SPECIAL | CERCIS CANADENSIS (6’H) | EACH | 51 | 375 | 19125 | 360 | 18360 | 375 | 19125
47C | SPECIAL | CORNUS FLORIDA (1.5” CAL.) | EACH | 47 | 400 | 18800 | 400 | 18800 | 400 | 18800
48A | SPECIAL | CALAMAGROSTIS X ACUTIFLORA 'OVERDAM' (NO. 3) | EACH | 61 | 30 | 1830 | 30 | 1830 | 30 | 1830
48B | SPECIAL | ECHINACEA PURPUREA 'POWWOW WILD BERRY' (NO. 1) | EACH | 24 | 20 | 480 | 22 | 528 | 25 | 600
48C | SPECIAL | GERANIUM MACULATUM 'EXPRESSO' (NO. 1) | EACH | 59 | 23 | 1357 | 22 | 1298 | 25 | 1475
48D | SPECIAL | HEMEROCALLIS 'STELLA DE ORO' (NO. 1) | EACH | 275 | 19 | 5225 | 19 | 5225 | 20 | 5500
48E | SPECIAL | PEROVSKIA ATRIPLICIFOLIA 'LITTLE SPIRE' (NO. 3) | EACH | 23 | 30 | 690 | 30 | 690 | 30 | 690
49A | SPECIAL | ARONIA ARBUTIFOLIA (NO. 3) | EACH | 151 | 45 | 6795 | 45 | 6795 | 45 | 6795
49B | SPECIAL | CEANOTHUS AMERICANUS (NO. 3) | EACH | 45 | 40 | 1800 | 40 | 1800 | 45 | 2025
49C | SPECIAL | CORNUS SERICEA 'FARROW' (NO. 3) | EACH | 45 | 45 | 2025 | 45 | 2025 | 45 | 2025
49D | SPECIAL | HYDRANGEA QUERCIFOLIA 'RUBY SLIPPERS' (NO. 3) | EACH | 134 | 45 | 6030 | 49 | 6566 | 50 | 6700
49E | SPECIAL | ILEX GLABRA 'DENSA' (NO. 5) | EACH | 213 | 60 | 12780 | 60 | 12780 | 60 | 12780
49F | SPECIAL | ILEX VERTICILLATA 'MR POPPINS' (NO. 3) | EACH | 17 | 45 | 765 | 45 | 765 | 50 | 850
49G | SPECIAL | ILEX VERTICILLATA 'BERRY HEAVY' (NO. 3) | EACH | 119 | 45 | 5355 | 45 | 5355 | 50 | 5950
49H | SPECIAL | LINDERA BENZOIN (NO. 3) | EACH | 148 | 50 | 7400 | 50 | 7400 | 50 | 7400
49I | SPECIAL | PHYSOCARPOS OPULIFOLIUS (NO. 5) | EACH | 45 | 55 | 2475 | 57 | 2565 | 60 | 2700
49J | SPECIAL | THUJA OCCIDENTALIS 'HOLMSTRUP' (NO. 5) | EACH | 18 | 90 | 1620 | 90 | 1620 | 95 | 1710
49J | SPECIAL | VIBURNUM DENTATUM 'BLUE MUFFIN' (NO. 5) | EACH | 90 | 60 | 5400 | 62 | 5580 | 60 | 5400
50 | SPECIAL | WASHED ROUNDED RIVER COBBLE STONE MULCH W/ FABRIC | EACH | 336 | 180 | 60480 | 180 | 60480 | 125 | 42000
51A | SPECIAL | DIRECTIONAL SIGNAGE INSTALLATION (SOIL EXCAVATION, CONCRETE FOOTER AND SIGNAGE INSTALL) | EACH | 11 | 800 | 8800 | 850 | 9350 | 500 | 5500
51B | SPECIAL | PLACE SIGNAGE INSTALLATION (SOIL EXCAVATION, CONCRETE FOOTER AND SIGNAGE INSTALL) | EACH | 19 | 800 | 15200 | 850 | 16150 | 500 | 9500
52 | SPECIAL | ADDITIONAL SIGNAGE INSTALLATION (SOIL EXCAVATION, CONCRETE FOOTER AND SIGNAGE INSTALL) | EACH | 7 | 350 | 2450 | 360 | 2520 | 500 | 3500
53 | SPECIAL | MAIN ENTRYWAY INSTALLATION (SOIL EXCAVATION, CONCRETE FOOTER AND SIGNAGE INSTALL) | EACH | 1 | 3200 | 3200 | 2960 | 2960 | 600 | 600
54 | 601 | #57 GRAVEL BASE WITH FILTER FABRIC (PLAYGROUND UNDERDRAIN) | CU. YD. | 73 | 110 | 8030 | 115 | 8395 | 74 | 5402
55 | 609 | CONCRETE CURB ("6X6") PERIMETER SAFETY SURFACE | LF | 346 | 23 | 7958 | 24 | 8304 | 10.5 | 3633
56 | 611 | PLAYGROUND UNDERDRAIN (4") | LF | 300 | 6 | 1800 | 9 | 2700 | 10 | 3000
SECTION TOTAL LANDSCAPING: | [5 empty] | 616846.5 |  | 613527.6 |  | 617327.35
|  | DRAINAGE | [5 empty] | 0 |  | 0
57 | 601 | ROCK CHANNEL PROTECTION TYPE B WITH FILTER FABRIC | CU. YD. | 60 | 140 | 8400 | 135 | 8100 | 125 | 7500
58 | 602 | MASONRY COLLAR | EACH | 1 | 1100 | 1100 | 400 | 400 | 300 | 300
59 | 602 | CONCRETE HEADWALL ODOT HW-1.1 FULL- HEIGHT | EACH | 9 | 1500 | 13500 | 2600 | 23400 | 1500 | 13500
60 | 602 | CONCRETE HEADWALL ODOT HW-2.1 HALF HEIGHT | EACH | 19 | 1200 | 22800 | 920 | 17480 | 790 | 15010
61 | 611 | 12" RCP DRIVE CULVERTS | L.F. | 1081 | 68 | 73508 | 61 | 65941 | 50 | 54050
62 | 611 | 6" PVC STORM SEWER | L.F. | 349 | 26 | 9074 | 25 | 8725 | 27 | 9423
63 | 611 | 12" HDPE STORM SEWER | L.F. | 324 | 42 | 13608 | 32 | 10368 | 58 | 18792
64 | 611 | 18" HDPE STORM SEWER | L.F. | 53 | 50 | 2650 | 51 | 2703 | 78 | 4134
65 | 611 | 24" HDPE STORM SEWER | L.F. | 24 | 60 | 1440 | 78 | 1872 | 98 | 2352
66 | 611 | 12" RCP STORM SEWER | L.F. | 649 | 58 | 37642 | 55 | 35695 | 68 | 44132
67 | 611 | 15" RCP STORM SEWER | L.F. | 529 | 65 | 34385 | 67 | 35443 | 78 | 41262
68 | 611 | 18" RCP STORM SEWER | L.F. | 233 | 62 | 14446 | 78 | 18174 | 88 | 20504
69 | 611 | 24" RCP STORM SEWER | L.F. | 277 | 94 | 26038 | 82 | 22714 | 100 | 27700
70 | 611 | 30" RCP STORM SEWER | L.F. | 155 | 130 | 20150 | 125 | 19375 | 120 | 18600
71 | 611 | 36" RCP STORM SEWER | L.F. | 125 | 170 | 21250 | 175 | 21875 | 150 | 18750
72 | 611 | CLEANOUT STORM SEWER (MIN 6" RISER) | EACH | 5 | 200 | 1000 | 550 | 2750 | 250 | 1250
73 | 611 | CATCH BASIN ODOT 2-2 | EACH | 16 | 1400 | 22400 | 1350 | 21600 | 1000 | 16000
74 |  | PAVEDRAIN PAVERS WITH UNDERDRAIN | S.F. | 467 | 40 | 18680 | 38 | 17746 | 30 | 14010
75 | 611 | STANDARD PRECAST MANHOLE 4' DIA ODOT #3 | EACH | 4 | 2600 | 10400 | 2700 | 10800 | 2000 | 8000
76 | 611 | STANDARD PRECAST MANHOLE 5' DIA ODOT #3 | EACH | 3 | 3500 | 10500 | 3550 | 10650 | 2700 | 8100
77 | 611 | 6" WYE CONNECTION | EACH | 6 | 150 | 900 | 375 | 2250 | 95 | 570
SECTION TOTAL DRAINAGE : | [5 empty] | 363871 |  | 358061 |  | 343939
|  | SANITARY | [5 empty] | 0 |  | 0
78 |  | LIFT STATION COMPLETE | EACH | 2 | 90000 | 180000 | 96600 | 193200 | 300000 | 600000
79 |  | 3" SANITARY FORCE MAIN | L.F. | 2869 | 34 | 97546 | 38 | 109022 | 33 | 94677
80 |  | AIR RELEASE VALVE | EACH | 2 | 6500 | 13000 | 6200 | 12400 | 7500 | 15000
81 |  | LIFT STATION (SMALL GRINDER) COMPLETE | EACH | 2 | 20500 | 41000 | 37600 | 75200 | 148000 | 296000
82 |  | 1.5" SANITARY FORCE MAIN | L.F. | 167 | 28 | 4676 | 35 | 5845 | 29 | 4843
83 |  | CONNECT TO EXISTING SEWER | EACH | 1 | 2000 | 2000 | 2500 | 2500 | 3000 | 3000
84 | 611 | 4" SANITARY SEWER SCH 80 | L.F. | 582 | 30 | 17460 | 28 | 16296 | 40 | 23280
85 | 611 | 6" SANITARY SEWER SDR 35 | L.F. | 70 | 75 | 5250 | 42 | 2940 | 45 | 3150
86 | 611 | 8" SANITARY SEWER SCH 80 W/GRAVEL BACKFILL | L.F. | 4463 | 90 | 401670 | 105 | 468615 | 90 | 401670
87 | 611 | WYE CONNECTIONS | EACH | 106 | 200 | 21200 | 780 | 82680 | 40 | 4240
88 | 611 | 4" RV SEWER LATERALS-COMPLETE INCL CLEANOUTS AND SANITRY HOOKUP ASSEMBLY | L.F. | 6866 | 40 | 274640 | 30 | 205980 | 39 | 267774
89 | 611 | SANITARY SEWER PRECAST MANHOLE | EACH | 26 | 3600 | 93600 | 3200 | 83200 | 2750 | 71500
90 | 611 | SANITARY SEWER PRECAST MANHOLE WITH INSIDE DROP | EACH | 2 | 5000 | 10000 | 4300 | 8600 | 5200 | 10400
91 | 611 | SANITARY SEWER CLEANOUT (LAWN) | EACH | 2 | 575 | 1150 | 600 | 1200 | 850 | 1700
92 | 611 | SANITARY SEWER CLEANOUT (PVMT) | EACH | 0 |  |  | 0 | 0 | 0 | 0
SECTION TOTAL SANITARY : | [5 empty] | 1163192 |  | 1267678 |  | 1797234
|  | WATER | [5 empty] | 0 |  | 0
93 | 638 | 8" GUERNSEY COUNTY WATER MAIN W/GRAVEL BACKFILL | L.F. | 1335 | 50 | 66750 | 41 | 54735 | 59 | 78765
94 | 638 | 4" WATER MAIN W/GRAVEL BACKFILL INCL FITTINGS & THRUST BLOCKING | L.F. | 4859 | 40 | 194360 | 32 | 155488 | 55 | 267245
95 | 638 | Not Used | L.F. | 0 |  | 0 | 0 | 0 | 0 | 0
96 | 638 | 2" WATER MAIN W/GRAVEL BACKFILL INCL FITTINGS | L.F. | 2631 | 37 | 97347 | 28 | 73668 | 32 | 84192
97 | 638 | 1.5" WATER MAIN W/GRAVEL BACKFILL INCL FITTINGS | L.F. | 159 | 20 | 3180 | 33 | 5247 | 30 | 4770
98 | 638 | 8" GATE VALVE | EACH | 2 | 1500 | 3000 | 1130 | 2260 | 1500 | 3000
99 | 638 | 4" GATE VALVE | EACH | 15 | 825 | 12375 | 740 | 11100 | 900 | 13500
100 | 638 | Not Used | EACH | 0 |  | 0 | 0 | 0 | 0 | 0
101 | 638 | 2" GATE VALVE | EACH | 8 | 550 | 4400 | 600 | 4800 | 550 | 4400
102 | 638 | 11.25 DEGREE BEND-8"WM | EACH | 3 | 180 | 540 | 300 | 900 | 300 | 900
103 | 638 | 11.25 DEGREE BEND-4"WM | EACH | 15 | 200 | 3000 | 160 | 2400 | 35 | 525
104 | 638 | 11.25 DEGREE BEND-2"WM | EACH | 5 | 180 | 900 | 85 | 425 | 30 | 150
105 | 638 | 11.25 DEGREE BEND-1.5"WM | EACH | 1 | 80 | 80 | 100 | 100 | 30 | 30
106 | 638 | 22 DEGREE BEND-8"WM | EACH | 3 | 275 | 825 | 300 | 900 | 225 | 675
107 | 638 | 22 DEGREE BEND-4"WM | EACH | 13 | 200 | 2600 | 160 | 2080 | 30 | 390
108 | 638 | Not Used | EACH | 0 |  | 0 | 0 | 0 | 0 | 0
109 | 638 | 22 DEGREE BEND-2"WM | EACH | 7 | 190 | 1330 | 80 | 560 | 30 | 210
110 | 638 | 45 DEGREE BEND-8"WM | EACH | 11 | 275 | 3025 | 300 | 3300 | 300 | 3300
111 | 638 | 45 DEGREE BEND-4"WM | EACH | 9 | 200 | 1800 | 150 | 1350 | 30 | 270
112 | 638 | 45 DEGREE BEND-2"WM | EACH | 17 | 180 | 3060 | 65 | 1105 | 22 | 374
113 | 638 | 45 DEGREE BEND-1.5"WM | EACH | 5 | 60 | 300 | 65 | 325 | 20 | 100
114 | 638 | 8"X8"X8" TEE | EACH | 1 | 825 | 825 | 425 | 425 | 500 | 500
115 | 638 | Not Used | EACH | 0 |  |  | 0 | 0 | 0 | 0
116 | 638 | 8"X8"X4" TEE | EACH | 1 | 725 | 725 | 420 | 420 | 350 | 350
117 | 638 | 4"X4"X4" TEE | EACH | 7 | 725 | 5075 | 210 | 1470 | 125 | 875
118 | 638 | 4"X4"X2" TEE | EACH | 7 | 566 | 3962 | 310 | 2170 | 140 | 980
119 | 638 | 2"X2"X2" TEE | EACH | 2 | 325 | 650 | 160 | 320 | 50 | 100
120 | 638 | PRESSURE REDUCER VALVE ASSEMBLY | EACH | 1 | 24000 | 24000 | 32000 | 32000 | 6000 | 6000
121 | 638 | RV YARD HYDRANT | EACH | 106 | 1100 | 116600 | 1120 | 118720 | 1100 | 116600
122 | 638 | YARD HYDRANT- FROST FREE | EACH | 7 | 2000 | 14000 | 1400 | 9800 | 2000 | 14000
123 |  | WASTE DRAIN INCL PAD & SIGNAGE | EACH | 1 | 2400 | 2400 | 3900 | 3900 | 695 | 695
124 | 638 | 2" WATER SERVICE LINE INCL CURB BOX | L.F. | 97 | 33 | 3201 | 34 | 3298 | 151 | 14647
125 | 638 | 1" WATER SERVICE LINE INCL CURB BOX | L.F. | 459 | 23 | 10557 | 19 | 8721 | 26 | 11934
126 | 638 | 1" WATER SERVICE LATERALS (RV SITES) INCL CURB BOX | L.F. | 4159 | 32 | 133088 | 19 | 79021 | 25 | 103975
127 |  | 4" CAP | EACH | 5 | 225 | 1125 | 190 | 950 | 100 | 500
128 |  | REDUCER (TO 1.5") | EACH | 1 | 100 | 100 | 9 | 9 | 20 | 20
129 |  | CONNECT TO EXISTING WATER MAIN | EACH | 4 | 1200 | 4800 | 2500 | 10000 | 2000 | 8000
SECTION TOTAL WATER : | [5 empty] | 719980 |  | 591967 |  | 741972
|  | PAVEMENT & SITE AMENITIES | [5 empty] | 0 |  | 0
130 |  | 1/2" ODOT 422 CHIP AND SEAL COAT COVER AGGREGATE, NO 9 LIMESTONE - TEMPORARY BYPASS ROAD | CY | 75 | 180 | 13500 | 475 | 35625 | 450 | 33750
131 |  | Not Used | - | 0 |  |  | 0 | 0 | 0 | 0
132 |  | 6" ODOT 304 AGGREGATE BASE - TEMPORARY BYPASS ROAD | SY | 896 | 68 | 60928 | 80 | 71680 | 50 | 44800
133 |  | ODOT 422 CHIP AND SEAL COAT BITUMINOUS - TEMPORARY BYPASS ROAD | GAL | 1989 | 4.5 | 8950.5 | 12 | 23868 | 12 | 23868
134 |  | ODOT 204 SUBGRADE COMPACTION- TEMPORARY BYPASS ROAD | SY | 5377 | 1 | 5377 | 1 | 5377 | 1 | 5377
135 |  | 1.25" ODOT ITEM 441, ASPHALT CONCRETE SURFACE COURSE TYPE 1, MEDIUM, PG 64-22 - CAMPSITES | CY | 446 | 260 | 115960 | 390 | 173940 | 300 | 133800
136 |  | 1.75" ODOT ITEM 441, ASPHALT CONCRETE INTERMEDIATE COURSE TYPE 2, MEDIUM, PG 62-22 - CAMPSITES | CY | 625 | 225 | 140625 | 330 | 206250 | 275 | 171875
137 |  | 4" ODOT ITEM 301, ASPHALT CONCRETE BASE - CAMPSITES | CY | 1424 | 225 | 320400 | 215 | 306160 | 275 | 391600
138 |  | 6" ODOT ITEM 304, LIMESTONE BASE - CAMPSITES | CY | 2136 | 80 | 170880 | 110 | 234960 | 66 | 140976
139 |  | ODOT ITEM 407 TACK COAT (0.075 GAL/SY) - CAMPSITES | GAL | 785 | 15 | 11775 | 2.2 | 1727 | 5 | 3925
140 |  | ODOT 204 SUBGRADE COMPACTION- CAMPSITES | SY | 10458 | 1.5 | 15687 | 1 | 10458 | 1 | 10458
141 |  | 3” ODOT ITEM 411 - STABLIZED CRUSHED AGGREGATE SHOULDER, (CRUSHED STONE) | CY | 171 | 100 | 17100 | 140 | 23940 | 50 | 8550
142 |  | 1.25" ODOT ITEM 441, ASPHALT CONCRETE SURFACE COURSE TYPE 1, MEDIUM, PG 64-22 - ROADS | CY | 640 | 165 | 105600 | 175 | 112000 | 200 | 128000
143 |  | 1.75" ODOT ITEM 441, ASPHALT CONCRETE INTERMEDIATE COURSE TYPE 2, MEDIUM, PG 62-22 - ROADS | CY | 894 | 160 | 143040 | 160 | 143040 | 175 | 156450
144 |  | 4" ODOT ITEM 301, ASPHALT CONCRETE BASE -ROADS | CY | 2048 | 160 | 327680 | 154 | 315392 | 160 | 327680
145 |  | 6" ODOT ITEM 304, LIMESTONE BASE - ROADS | CY | 3070 | 68 | 208760 | 90 | 276300 | 66 | 202620
146 |  | ODOT ITEM 407 TACK COAT (0.075 GAL/SY) - ROADS | GAL | 1384 | 4 | 5536 | 2 | 2768 | 5 | 6920
147 |  | ODOT 204 SUBGRADE COMPACTION -ROADS | SY | 18442 | 1 | 18442 | 1 | 18442 | 1 | 18442
148 |  | 1.25" ODOT ITEM 441, ASPHALT CONCRETE SURFACE COURSE TYPE 1, MEDIUM, PG 64-22 - RESURFACED PAVEMENT | CY | 8 | 250 | 2000 | 160 | 1280 | 350 | 2800
149 |  | ODOT ITEM 407 TACK COAT (0.075 GAL/SY) - RESURFACED PAVEMENT | GAL | 18 | 9.5 | 171 | 2 | 36 | 22 | 396
150 |  | ASPHALT PAVEMENT - ASPHALT WALK | CY | 191 | 320 | 61120 | 350 | 66850 | 350 | 66850
151 |  | AGGREGATE BASE - ASPHALT WALK | CY | 572 | 95 | 54340 | 185 | 105820 | 66 | 37752
152 |  | ODOT ITEM 407 TACK COAT (0.075 GAL/SY) - ASPHALT WALK | GAL | 259 | 23 | 5957 | 2 | 518 | 22 | 5698
153 |  | ODOT 204 SUBGRADE COMPACTION- ASPHALT WALK | SY | 3435 | 1.75 | 6011.25 | 1 | 3435 | 1 | 3435
154 |  | CONCRETE PAVEMENT - CONCRETE WALK | SF | 4010 | 7 | 28070 | 7 | 28070 | 6 | 24060
155 |  | AGGREGATE BASE - CONCRETE WALK | CY | 60 | 80 | 4800 | 185 | 11100 | 50 | 3000
156 |  | SUBGRADE COMPACTION - CONCRETE WALK | SY | 446 | 2.25 | 1003.5 | 1 | 446 | 1 | 446
157 |  | PROPANE CONCRETE PAD (6"X60") | SF | 100 | 25 | 2500 | 12 | 1200 | 12 | 1200
158 |  | PRECAST CONCRETE WHEELSTOP | EACH | 183 | 125 | 22875 | 95 | 17385 | 1155 | 211365
159 |  | BOARDWALK | L.F. | 150 | 565 | 84750 | 625 | 93750 | 749 | 112350
160 |  | STAIRS | L.F. | 33 | 230 | 7590 | 260 | 8580 | 285 | 9405
161 |  | TRASH ENCLOSURE - COMPLETE IN PLACE INCL CONCRETE PAD | EACH | 3 | 22000 | 66000 | 21000 | 63000 | 59000 | 177000
162 |  | DISABLED PARKING SIGN W/POST AND BASE | EACH | 7 | 225 | 1575 | 430 | 3010 | 450 | 3150
163 |  | PAINTED STRIPE - 4" | L.F. | 3787 | 1.1 | 4165.7 | 1 | 3787 | 0.45 | 1704.15
164 |  | HANDICAP STALL MARKING | EACH | 7 | 80 | 560 | 30 | 210 | 83 | 581
165 |  | TRAFFIC SIGNAGE | EACH | 21 | 225 | 4725 | 220 | 4620 | 500 | 10500
166 |  | FLUSH CURB -TENT CAMPSITES | L.F. | 210 | 45 | 9450 | 30 | 6300 | 40 | 8400
167 |  | SAND TOPSOIL MIX-TENT CAMPSITES | SY | 93 | 20 | 1860 | 22 | 2046 | 22 | 2046
168 |  | CONCRETE PAVEMENT - TENT CAMPSITES | SY | 825 | 36 | 29700 | 80 | 66000 | 22 | 18150
169 |  | CAMPFIRE RING FOUNDATION - ADA TENT CAMPSITES | EACH | 3 | 900 | 2700 | 350 | 1050 | 1000 | 3000
170 |  | DIRECTIONAL PAVEMENT MARKINGS | EACH | 46 | 55 | 2530 | 30 | 1380 | 45 | 2070
171 |  | PAVEMENT RESTORATION | SY | 15 | 70 | 1050 | 185 | 2775 | 95 | 1425
172 |  | MWCD MONUMENT | EACH | 3 | 550 | 1650 | 720 | 2160 | 1500 | 4500
SECTION TOTAL PAVEMENT & SITE: | [5 empty] | 2097393.95 |  | 2456735 |  | 2520374.15
|  | WATERWAY AMENITIES | [5 empty] | 0 |  | 0
173 |  | Boat Launch-Complete in Place | EACH | 1 | 236000 | 236000 | 158700 | 158700 | 183000 | 183000
174 |  | Cluster Dock Abutment-Complete | EACH | 2 | 2400 | 4800 | 4000 | 8000 | 24000 | 48000
175 |  | Cluster Dock Piling & Floating Dock Installation-Complete | Lump | 1 | 300000 | 300000 | 30000 | 30000 | 79000 | 79000
176 |  | Not Used | EACH | 0 |  |  |  | 0 |  | 0
SECTION TOTAL WATERWAY : | [5 empty] | 540800 |  | 196700 |  | 310000
|  | ELECTRICAL SITE | [5 empty] | 0 |  | 0
177 |  | PADMOUNT TRANSFMORMER, 25 kVA, 7200V-120/240V, 1-phase, outdoor | EACH | 1 | 4000 | 4000 | 2630 | 2630 | 2400 | 2400
178 |  | PADMOUNT TRANSFMORMER, 37.5 kVA, 7200V-120/240V, 1-phase, outdoor | EACH | 3 | 4000 | 12000 | 2800 | 8400 | 2400 | 7200
179 |  | PADMOUNT TRANSFMORMER, 50 kVA, 7200V-120/240V, 1-phase, outdoor | EACH | 2 | 4200 | 8400 | 2900 | 5800 | 2500 | 5000
180 |  | PADMOUNT TRANSFMORMER, 75 kVA, 7200V-120/240V, 1-phase, outdoor | EACH | 13 | 4600 | 59800 | 3800 | 49400 | 3500 | 45500
181 |  | Fiberglass Box Pad, outdoor, (Padmount Transformer) | EACH | 19 | 500 | 9500 | 800 | 15200 | 800 | 15200
182 |  | Sectionalizing Cabinet, Medium Voltage, 3-phase, outdoor | EACH | 4 | 5500 | 22000 | 1200 | 4800 | 1100 | 4400
183 |  | Fiberglass Box Pad, outdoor, (Sectionalizing Cabinet) | EACH | 4 | 600 | 2400 | 1100 | 4400 | 1000 | 4000
184 |  | H-FRAME ASSEMBLY, (Electrical equipment structure) | EACH | 22 | 2000 | 44000 | 2400 | 52800 | 2100 | 46200
185 |  | Not Used | - | 0 |  |  | 0 | 0 | 0 | 0
186 |  | Not Used | - | 0 |  |  | 0 | 0 | 0 | 0
187 |  | ARC FLASH STUDY | EACH | 2 | 5800 | 11600 | 370 | 740 | 350 | 700
188 |  | Disconnect Switch, 100A, 120/240V, 1PH, 3W, NEMA 3R (with fuses) | EACH | 11 | 750 | 8250 | 400 | 4400 | 400 | 4400
189 |  | Disconnect Switch, 200A, 120/240V, 1PH, 3W, NEMA 3R (with fuses) | EACH | 35 | 1100 | 38500 | 640 | 22400 | 600 | 21000
190 |  | Panelboard, 100A, 120/240V, 1PH, 3W, NEMA 3R, MCB | EACH | 9 | 850 | 7650 | 1100 | 9900 | 1000 | 9000
191 |  | Panelboard, 200A, 120/240V, 1PH, 3W, NEMA 3R, MCB | EACH | 2 | 1100 | 2200 | 1800 | 3600 | 2000 | 4000
192 |  | 100A Feeder, 120/240V, 1PH, 3W, Cable-in-conduit (#2 AWG) | L.F. | 1525 | 25 | 38125 | 25 | 38125 | 25 | 38125
193 |  | 150A Feeder, 120/240V, 1PH, 3W, Cable-in-conduit (1/0 AWG) | L.F. | 8000 | 24 | 192000 | 29 | 232000 | 25 | 200000
194 |  | 200A Feeder, 120/240V, 1PH, 3W, Cable-in-conduit | L.F. | 240 | 23 | 5520 | 42 | 10080 | 40 | 9600
195 |  | Medium Voltage Cable, 4/0 Alum., 1-phase, Cable-in-Conduit | L.F. | 11315 | 20.5 | 231957.5 | 40 | 452600 | 35 | 396025
196 |  | Medium Voltage Cable, #2 Alum., 1-phase, Cable-in-Conduit | L.F. | 2300 | 16 | 36800 | 35 | 80500 | 32 | 73600
197 |  | Electrical RV Pedestal (Owner furnished), Installation & Wiring | EACH | 114 | 100 | 11400 | 490 | 55860 | 450 | 51300
198 |  | SL1 Site Lighting Luminaire, Pole and Base | EACH | 34 | 4200 | 142800 | 3200 | 108800 | 3000 | 102000
199 |  | Site Lighting Bollard | EACH | 28 | 2600 | 72800 | 2200 | 61600 | 2000 | 56000
200 |  | Site Lighting Circuits (20A, 120V-1Ph) | L.F. | 10600 | 17 | 180200 | 13 | 137800 | 12 | 127200
201 |  | 17" x 30" Handhole | EACH | 68 | 750 | 51000 | 650 | 44200 | 600 | 40800
202 |  | Lift Station Feed (100A) | EACH | 4 | 10000 | 40000 | 14000 | 56000 | 15000 | 60000
203 |  | Short Circuit Evaluation | EACH | 2 | 2600 | 5200 | 400 | 800 | 400 | 800
204 |  | Electrical RV Pedestal Driven Ground Rod | EACH | 114 | 165 | 18810 | 85 | 9690 | 75 | 8550
SECTION TOTAL ELECTRICAL SITE : | [5 empty] | 1256912.5 |  | 1472525 |  | 1333000
|  | COMMUNICATIONS SITE | [5 empty] | 0 |  | 0
205 |  | 17" x 30" Handhole | EACH | 22 | 750 | 16500 | 670 | 14740 | 600 | 13200
206 |  | 30" x 48" Pullbox (Manhole) | EACH | 8 | 2200 | 17600 | 1500 | 12000 | 1500 | 12000
207 |  | Conduits, PVC, Underground, (2 - 3") | L.F. | 6325 | 15.25 | 96456.25 | 30 | 189750 | 30 | 189750
|  |  |  | SECTION TOTAL COMMUNICATIONS SITE: |  | 130556.25 |  | 216490 |  | 214950
|  | BUILDINGS | [5 empty] | 0 |  | 0
208 |  | Restroom Building Structure and Finishes | LUMP | 1 | 950000 | 950000 | 1050000 | 1050000 | 800000 | 800000
209 |  | Restroom Building Electrical and Communications | LUMP | 1 | 55000 | 55000 | 48000 | 48000 | 40000 | 40000
210 |  | Restroom Building Plumbing | LUMP | 1 | 133000 | 133000 | 145000 | 145000 | 134000 | 134000
211 |  | Restroom Building HVAC | LUMP | 1 | 75000 | 75000 | 84000 | 84000 | 42000 | 42000
212 |  | Shelter Structure-Complete (per Plan A-603) | LUMP | 2 | 69000 | 138000 | 80000 | 160000 | 164000 | 328000
213 |  | Shelter Structure Electrical | LUMP | 2 | 12000 | 24000 | 13000 | 26000 | 10000 | 20000
214 |  | CXT Denali Restroom Building Foundation | LUMP | 1 | 6700 | 6700 | 6000 | 6000 | 7000 | 7000
215 |  | CXT Santiago Restroom Building Foundation | LUMP | 1 | 8500 | 8500 | 8000 | 8000 | 32000 | 32000
SECTION TOTAL BUILDINGS : | [5 empty] | 1390200 |  | 1527000 |  | 1403000
|  | MISCELLANEOUS | [5 empty] | 0 |  | 0
216 |  | MOBILIZATION | EACH | 1 | 350000 | 350000 | 294000 | 294000 | 299000 | 299000
217 |  | FIELD OFFICE | EACH | 1 | 70000 | 70000 | 35000 | 35000 | 100000 | 100000
218 |  | CONSTRUCTION LAYOUT STAKING | EACH | 1 | 200000 | 200000 | 144000 | 144000 | 289000 | 289000
219 |  | OUTDOOR DRINKING FOUNTAIN WITH HOSE BIB | EACH | 1 | 7500 | 7500 | 7700 | 7700 | 1200 | 1200
220 |  | BOLLARD WITH PLASTIC SLEEVE | EACH | 16 | 625 | 10000 | 1200 | 19200 | 460 | 7360
221 |  | PREMIUM FOR CONTRACT PERFORMANCE BOND AND FOR PAYMENT | LUMP | 1 | 92000 | 92000 | 58000 | 58000 | 207855.5 | 207855.5
222 |  | INSTALLATION OF OWNER PROVIDED WAYFINDING SIGNAGE (4'X4' SIGN, (2) 4"X4" PRESSURE TREATED POSTS AND ATTACHMENT HARDWARE) | EACH | 19 | 200 | 3800 | 850 | 16150 | 250 | 4750
223 |  | TEMPORARY CONSTRUCTION FENCE | LF | 4930 | 3.5 | 17255 | 4.5 | 22185 | 6.5 | 32045
224 |  | CPM PROGRESS SCHEDULE | LS | 1 | 30000 | 30000 | 44000 | 44000 | 8000 | 8000
225 |  | ODOT ITEM 441, 2” ASPHALT CONCRETE SURFACE COARSE (REPAIR EXISTING PARK ROAD) | CY | 45 | 375 | 16875 | 260 | 11700 | 250 | 11250
226 |  | ODOT ITEM 441, 1.5” ASPHALT CONCRETE SURFACE COARSE (REPAIR EXISTING PARK ROAD) | CY | 45 | 325 | 14625 | 260 | 11700 | 250 | 11250
227 |  | ODOT ITEM 301, 4” ASPHALT CONCRETE BASE COARSE (REPAIR EXISTING PARK ROAD) | CY | 120 | 260 | 31200 | 250 | 30000 | 210 | 25200
228 |  | ODOT ITEM 304, 6” AGGREGATE BASE (REPAIR EXISTING PARK ROAD) | CY | 160 | 365 | 58400 | 80 | 12800 | 60 | 9600
229 |  | SUBGRADE REPAIR (REPAIR EXISTING PARK ROAD) | SY | 500 | 85 | 42500 | 55 | 27500 | 60 | 30000
SECTION TOTAL MISCELLANEOUS : | [5 empty] | 944155 |  | 733935 |  | 1036510.5
|  | ALLOWANCES | [5 empty] | 0 |  | 0
230 |  | OWNERS CONTINGENCY ALLOWANCE | LS | 1 | 75000 | 75000 | 75000 | 75000 | 75000 | 75000
0
|  | Bid Total |  |  |  | 11367151.95 |  | 12069713.4 |  | 13014750
0
| Alternate #1 | Concrete Pavement Campsites | SY | 13220 | 64 | 846080 | 55 | 727100 | 59 | 779980
|  | Embankment | CY | 735 | 2.75 | 2021.25 | 9 | 6615 | 60 | 44100
0
| Alternate #2 | Concrete Pavement Walkways | SF | 30942 | 8 | 247536 | 9 | 278478 | 7 | 216594
0
| Alternate #3 | Floating Docks and Gangways | Lump | 1 | 305000 | 305000 | 225000 | 225000 | 249000 | 249000
0
| Alternate #4 | Crib Pier | Each | 1 | 163000 | 163000 | 183000 | 183000 | 189000 | 189000
0
| Alternate #5 | 6" ODOT Item 304 Crushed limestone base- Temp. Bypass Road | CY | 896 | 68 | 60928 | 80 | 71680 | 60 | 53760
|  | 6" ODOT Item 304 Crushed limestone base- Campsite | CY | 2136 | 80 | 170880 | 110 | 234960 | 60 | 128160
|  | 6" ODOT Item 304 Crushed limestone base- Roads | CY | 3070 | 68 | 208760 | 90 | 276300 | 60 | 184200
|  | Bid Total with Alternate #4 |  |  |  | 11530151.95 |  | 12252713.4 |  | 13203750
|  | Bid Total with All Alternates |  |  |  | 13371357.2 |  | 14072846.4 |  | 14859544

## SE Fuel
Seneca Lake Terminal Pump Station and Forced Main
Bid Opening: Thursday November 30, 2017
|  |  |  | Bidder 1 |  | Bidder 2 |  | Bidder 3
No | Description | Quantity | Unit | Unit Cost | Total | Unit Cost | Total | Unit Cost | Total
1 | Mobilization, As Per Plan | 1 | LS |  | 0 | 3000 | 3000 |  | 4100
2 | 1 ½-inch Landside Piping within 4-inch Pipe Chase, with Manual Shutoff Valve, Anti-Siphon Valve and Line Leak Detection, As Per Plan | 115 | LF | 80 | 9200 | 120 | 13800 |  | 21000
3 | 1 ½-inch Piping with Dry Disconnect Coupling, Onshore Transition Sump to Dockside Transition Sump, As Per Plan | 20 | LF | 80 | 1600 | 200 | 4000 |  | 9731
4 | 1 ½-inch Above-Ground, Dockside Transition Sump to Dispenser Sump, Dockside Piping, As Per Plan | 200 | LF | 80 | 16000 | 200 | 40000 |  | 22320
5 | 2000 Gallon AST to be Removed, As Per Plan | 1 | LS | 2500 | 2500 | 6185 | 6185 |  | 8720
6 | Modifications to Existing 6000 Gallon AST, Including STP Removal, New Suction Piping, Anti-Siphon Valve, Spill Containment, Fill Cap, Overfill Protection, Thermal Pressure Relief Valve, and Above-Ground Piping to New Tank Slab Transition Sump, As Per Plan | 1 | LS | 14000 | 14000 | 5000 | 5000 |  | 6640
7 | Onshore Transition Sump, to be Removed and Replaced, As Per Plan | 1 | LS | 3100 | 3100 | 4000 | 4000 |  | 5520
8 | Dockside Transition Sump, to be Removed and Replaced, As Per Plan | 1 | LS | 2800 | 2800 | 4000 | 4000 |  | 2200
9 | Dispenser Sump, As Per Plan | 1 | LS | 2800 | 2800 | 3000 | 3000 |  | 2800
10 | Dual Nozzle, Suction-Pump Dispenser with 25-30 Ft Hose and Retractable Reel Each Nozzle, As Per Plan | 1 | LS | 8200 | 8200 | 13000 | 13000 |  | 8440
11 | Installation and Programming of Veeder-Root Controller | 1 | LS | 8700 | 8700 | 14000 | 14000 |  | 8200
12 | Installation and Connections of AST Interstitial Sensor | 1 | EA | 400 | 400 | 1000 | 1000 |  | 2500
13 | Installation and Connections of AST Level Sensor | 1 | EA | 400 | 400 | 1000 | 1000 |  | 4300
14 | Installation and Connections of AST Spill Containment Sensor | 1 | EA | 400 | 400 | 1000 | 1000 |  | 1500
15 | Installation and Connections of Anti-Siphon Valve | 1 | EA | 600 | 600 | 1500 | 1500 |  | 2800
16 | Installation and Connections of On-Shore Transition Sump Leak Detector | 1 | EA | 600 | 600 | 1000 | 1000 |  | 5200
17 | Installation and Connections of On-Shore Transition Sump Solenoid Valve | 1 | EA | 600 | 600 | 1500 | 1500 |  | 1500
18 | Installation and Connections of Dock Transition Sump Leak Detector | 1 | EA | 400 | 400 | 1000 | 1000 |  | 1950
19 | Installation and Connections of Dispenser Sump Leak Detector | 1 | EA | 400 | 400 | 1000 | 1000 |  | 2100
20 | Removal of Bollards, As Per Plan | 3 | EA | 100 | 300 | 300 | 900 |  | 2200
21 | Installation of 6’-0” Vinyl Chain Link Fence, As Per Plan | 115 | LF | 54.78 | 6299.7 | 100 | 11500 |  | 21000
22 | Installation of 4’ Vinyl Chain Link Gate, As Per Plan | 2 | EA | 1450 | 2900 | 1500 | 3000 |  | 6000
23 | Line Voltage Wiring – (2) #16 in ¾” Conduit | 520 | LF | 9.63 | 5007.6 | 10 | 5200 |  | 5500
24 | Control Wiring – (1) #18 in ¾” Conduit | 720 | LF | 8.33 | 5997.6 | 10 | 7200 |  | 6500
25 | 30A 3-pole Weather Rated Disconnect Switch, Mounted on Unistrut, with Signage and Connections | 1 | Ea. | 1500 | 1500 | 1000 | 1000 |  | 850
26 | Dual Compartment Junction Box for Quick Connect, As Per Plan | 1 | Ea. | 1500 | 1500 | 1000 | 1000 |  | 1050
| Total all Unit Price |  |  |  | 96204.9 |  | 148785 |  | 164621
| Total on Bid Form |  |  |  | 96200 |  | 148785 |  | 164621
| Difference |  |  |  | 4.9 |  | 0 |  | 0
REBID
Seneca Lake Terminal Pump Station and Forced Main
Bid Opening: Wednesday January 17th, 2018
|  |  |  | Bidder 1 |  | Bidder 2
No | Description | Quantity | Unit | Unit Cost | Total | Unit Cost | Total
1 | Mobilization, As Per Plan | 1 | LS | 3000 | 3000 |  | 3300
2 | 1 ½-inch Landside Piping within 4-inch Pipe Chase, with Manual Shutoff Valve, Anti-Siphon Valve and Line Leak Detection, As Per Plan | 115 | LF | 120 | 13800 |  | 15700
3 | 1 ½-inch Piping with Dry Disconnect Coupling, Onshore Transition Sump to Dockside Transition Sump, As Per Plan | 20 | LF | 200 | 4000 |  | 8431
4 | 1 ½-inch Above-Ground, Dockside Transition Sump to Dispenser Sump, Dockside Piping, As Per Plan | 200 | LF | 200 | 40000 |  | 17020
5 | 2000 Gallon AST to be Removed, As Per Plan | 1 | LS | 6185 | 6185 |  | 7420
6 | Relocation of Existing Propane Tank Pad, As Per Plan | 1 | LS | 3080 | 3080 |  | 5340
7 | New Reinforced Concrete Slab With Anchors | 2.5 | CY | 500 | 1250 |  | 4720
8 | Installation of New Bollards | 16 | EA | 200 | 3200 |  | 1900
9 | Relocation of Existing 500 Gallon Propane Tank | 1 | LS | 2000 | 2000 |  | 2000
10 | Copper LP Piping | 30 | LF | 33 | 990 |  | 8140
11 | Modifications to Existing 6000 Gallon AST, Including STP Removal, New Suction Piping, Anti-Siphon Valve, Spill Containment, Fill Cap, Overfill Protection, Thermal Pressure Relief Valve, and Above-Ground Piping to New Tank Slab Transition Sump, As Per Plan | 1 | LS | 4000 | 4000 |  | 6900
12 | Onshore Transition Sump, to be Removed and Replaced, As Per Plan | 1 | LS | 3000 | 3000 |  | 1700
13 | Dockside Transition Sump, to be Removed and Replaced, As Per Plan | 1 | LS | 3000 | 3000 |  | 2000
14 | Dispenser Sump, As Per Plan | 1 | LS | 3000 | 3000 |  | 1500
15 | Dual Nozzle, Suction-Pump Dispenser with 25-30 Ft Hose and Retractable Reel Each Nozzle, As Per Plan | 1 | LS | 10000 | 10000 |  | 2300
16 | Installation and Programming of Veeder-Root Controller | 1 | LS | 10000 | 10000 |  | 2900
17 | Installation and Connections of AST Interstitial Sensor | 1 | EA | 1000 | 1000 |  | 1200
18 | Installation and Connections of AST Level Sensor | 1 | EA | 1000 | 1000 |  | 1150
19 | Installation and Connections of AST Spill Containment Sensor | 1 | EA | 1000 | 1000 |  | 1300
20 | Installation and Connections of Anti-Siphon Valve | 1 | EA | 1500 | 1500 |  | 1400
21 | Installation and Connections of On-Shore Transition Sump Leak Detector | 1 | EA | 1000 | 1000 |  | 11700
22 | Installation and Connections of On-Shore Transition Sump Solenoid Valve | 1 | EA | 1500 | 1500 |  | 4700
23 | Installation and Connections of Dock Transition Sump Leak Detector | 1 | EA | 1000 | 1000 |  | 4200
24 | Installation and Connections of Dispenser Sump Leak Detector | 1 | EA | 1000 | 1000 |  | 5200
25 | Removal of Bollards, As Per Plan | 3 | EA | 300 | 900 |  | 850
26 | Installation of 6’-0” Vinyl Chain Link Fence, As Per Plan | 161 | LF | 85 | 13685 |  | 1050
27 | Installation of 3’-4” Vinyl Chain Link Gate, As Per Plan | 4 | EA | 1000 | 4000 |  | 7500
28 | Weed Guard Fabric | 30 | SY | 30 | 900 |  | -
29 | 4" Compacted 304 Stone | 30 | SY | 35 | 1050 |  | -
30 | Line Voltage Wiring – (2) #16 in ¾” Conduit | 520 | LF | 6 | 3120 |  | 4500
31 | Control Wiring – (1) #18 in ¾” Conduit | 720 | LF | 6 | 4320 |  | 5200
32 | 30A 3-pole Weather Rated Disconnect Switch, Mounted on Unistrut, with Signage and Connections | 1 | Ea. | 1000 | 1000 |  | 850
33 | Dual Compartment Junction Box for Quick Connect, As Per Plan | 1 | Ea. | 1000 | 1000 |  | 832

## SE MP PH 1
MARINA POINT CAMPGROUND REDEVELOPMENT PHASE I
UNIT PRICE BID SCHEDULE |  |  |  | Bidder 1 |  | Bidder 2
ITEM NUMBER | ITEM DESCRIPTION | UNIT | QTY | BID UNIT PRICE | BID PRICE | BID UNIT PRICE | BID PRICE
DEMOLITION
1 | TREE REMOVAL INCLUDING STUMPS, CLEARING AND GRUBBING | LUMP | 1 | 105000 | 105000 | 100000 | 100000
2 | PAVEMENT REMOVED, ASPHALT INCLUDING SAW CUTS | SQ. YD. | 9744 | 4 | 38976 | 6.75 | 65772
3 | PAVEMENT REMOVED, CONCRETE | SQ. YD. | 29 | 25 | 725 | 33.5 | 971.5
4 | PAVEMENT REMOVED, BASKETBALL COURT | SQ. YD. | 410 | 4.5 | 1845 | 21.5 | 8815
5 | REMOVAL MISC.: AGGREGATE DRIVE REMOVED | SQ. YD. | 5521 | 6 | 33126 | 2.5 | 13802.5
6 | REMOVAL MISC.: WOODEN STAIR/DOCK | EACH | 22 | 400 | 8800 | 85 | 1870
7 | REMOVAL MISC.: EXISTING RESTROOM BUILDING REMOVED COMPLETE & ABATED | EACH | 2 | 4500 | 9000 | 3700 | 7400
8 | STORM AND SANITARY SEWER PIPE REMOVED (24" AND UNDER) | L.F. | 1628 | 6.5 | 10582 | 28 | 45584
9 | DRAINAGE STRUCTURES REMOVED (CATCH BASIN, ENDWALLS,ETC) | EACH | 2 | 500 | 1000 | 300 | 600
10 | CAPPED UTILITY LINE | EACH | 1 | 500 | 500 | 650 | 650
11 | SERVICE WATERLINE REMOVED (INCL.VALVES, YARD HYD'S, ETC.) | L.F. | 4017 | 3 | 12051 | 5 | 20085
12 | REMOVAL MISC.: FENCE | L.F. | 487 | 5 | 2435 | 3 | 1461
13 | REMOVAL MISC.: FOOT BRIDGE | L.F. | 67 | 17 | 1139 | 40 | 2680
14 | REMOVAL MISC.: BASKETBALL POST REMOVED | EACH | 2 | 150 | 300 | 130 | 260
15 | REMOVAL MISC.: VOLLEYBALL POST REMOVED | EACH | 2 | 150 | 300 | 130 | 260
16 | POST/ SIGN REMOVED | EACH | 39 | 60 | 2340 | 58 | 2262
17 | BOLLARD REMOVED | EACH | 98 | 85 | 8330 | 45 | 4410
18 | REMOVAL MISC.: MWCD BILLBOARD SIGN | EACH | 1 | 650 | 650 | 310 | 310
19 | PLAYGROUND SET AND APPURTANANCES REMOVED & SALVAGED AS DIRECTED | EACH | 1 | 1000 | 1000 | 1800 | 1800
20 | SWING SET AND APPURTANANCES REMOVED & SALVAGED AS DIRECTED | EACH | 1 | 600 | 600 | 950 | 950
21 | WOODEN BOLLARD REMOVED AND RELOCATED | EACH | 17 | 350 | 5950 | 250 | 4250
22 | REMOVAL MISC.: TRASH ENCLOSURE AND APPURTANANCES | EACH | 2 | 1200 | 2400 | 350 | 700
23 | REMOVAL MISC.: CABIN AND APPURTANANCES | EACH | 2 | 2000 | 4000 | 3800 | 7600
24 | REMOVAL MISC.: RV DUMP STATION INCLUDING ASSOCIATED UTILITIES | EACH | 2 | 600 | 1200 | 500 | 1000
25 | REMOVAL MISC.: SITE ELECTRIC SERVICE | EACH | 24 | 110 | 2640 | 175 | 4200
26 | LIGHT POLES REMOVED | EACH | 3 | 600 | 1800 | 375 | 1125
EROSION CONTROL AND TEMPORARY CONSTRUCTION ACTIVITY |  |  |  |  | 0 |  | 0
29 | SILT FENCE | L.F. | 5425 | 3 | 16275 | 3.65 | 19801.25
30 | WETLAND FENCE | L.F. | 340 | 3 | 1020 | 5.5 | 1870
31 | INLET PROTECTION | EACH | 30 | 125 | 3750 | 125 | 3750
32 | ROCK CHECK DAM | EACH | 7 | 600 | 4200 | 280 | 1960
33 | CONCRETE WASHOUT AREA | EACH | 1 | 850 | 850 | 1500 | 1500
34 | TEMPORARY CONSTRUCTION DRIVE | EACH | 3 | 5000 | 15000 | 3800 | 11400
35 | TEMPORARY SEDIMENT TRAP CONTROLS | EACH | 6 | 530 | 3180 | 1600 | 9600
36 | SOIL ANALYSIS TEST | EACH | 1 | 350 | 350 | 350 | 350
37 | TEMPORARY SEEDING | SY | 20750 | 1 | 20750 | 0.4 | 8300
38 | COMMERCIAL FERTILIZER | TON | 9 | 2000 | 18000 | 250 | 2250
39 | LIME | ACRE | 12.7 | 810 | 10287 | 10 | 127
40 | WATER (DUST CONTROL) | MGAL | 349 | 110 | 38390 | 100 | 34900
41 | POST-CONSTRUCTION BIORETENTION CELL-COMPLETE INCL UNDERDRAINS | SF | 5334 | 12 | 64008 | 16 | 85344
42 | TURF REINFORCEMENT MATTING | SY | 130 | 11 | 1430 | 18 | 2340
43 | EROSION CONTROL MAT, TYPE G | SY | 8720 | 2.5 | 21800 | 2.5 | 21800
44 | DITCH EROSION PROTECTION MAT, TYPE G | SY | 900 | 5.5 | 4950 | 2.75 | 2475
EARTH WORK |  |  |  |  | 0 |  | 0
46 | STRIP & STOCKPILE TOPSOIL | CU. YD. | 6781 | 6 | 40686 | 11 | 74591
47 | EXCAVATION INCLUDING EMBANKMENT (PER PLAN) | CU. YD. | 28728 | 7.25 | 208278 | 11.5 | 330372
47A | EXCAVATION INCLUDING EMBANKMENT, AS DIRECTED BY ENGINEER | CU. YD. | 100 | 31 | 3100 | 25 | 2500
48 | EXCESS TOPSOIL SPOILED ONSITE AS DIRECTED BY OWNER | CU. YD. | 904 | 7 | 6328 | 11 | 9944
49 | PLACING STOCKPILED TOPSOIL (4" MIN) | CU. YD. | 5877 | 20 | 117540 | 14 | 82278
50 | ROCK REMOVAL | CU. YD. | 3700 | 40 | 148000 | 1 | 3700
51 | HAUL AND DISPOSE EXCESS SOIL | CU. YD. | 2654 | 60 | 159240 | 28 | 74312
LANDSCAPING |  |  |  |  | 0 |  | 0
52 | RESIDENTIAL AND URBAN AREA SEED MIXTURE | SQ. YD. | 41438 | 1.5 | 62157 | 1.5 | 62157
53 | LAKE EDGE SEED MIX | SQ. YD. | 275 | 2.75 | 756.25 | 2.7 | 742.5
54 | SLOPE STABILIZATION NATIVE SEED MIX | SQ. YD. | 4200 | 2 | 8400 | 1.8 | 7560
55 | SLOPE STABILIZATION SEED MIX | SQ. YD. | 4518 | 1.25 | 5647.5 | 1.25 | 5647.5
56 | FLOODPLAIN SEED MIX | SQ. YD. | 7000 | 2.5 | 17500 | 2.35 | 16450
57 | BIORETENTION SEED MIX | SQ. YD. | 832 | 3 | 2496 | 2.75 | 2288
58 | ACER RUBRUM 'OCTOBER GLORY' (2.5" CAL.) | EACH | 26 | 440 | 11440 | 450 | 11700
59 | CELTIS OCCIDENTALIS 'PRAIRIE PRIDE' (2.5" CAL.) | EACH | 29 | 485 | 14065 | 480 | 13920
60 | GLEDITSIA TRIACANTHOS VAR. INERMIS 'SKYCOLE' (2.5" CAL.) | EACH | 8 | 460 | 3680 | 450 | 3600
61 | LIRIODENDRON TULIPIFERA (2.5" CAL.) | EACH | 29 | 465 | 13485 | 460 | 13340
62 | NYSSA SYLVATICA (2.5" CAL.) | EACH | 31 | 515 | 15965 | 510 | 15810
63 | PLATANUS OCCIDENTALIS (2.5" CAL.) | EACH | 30 | 535 | 16050 | 525 | 15750
64 | QUERCUS BICOLOR (2.5" CAL.) | EACH | 7 | 485 | 3395 | 480 | 3360
65 | QUERCUS COCCINEA (2.5" CAL.) | EACH | 22 | 485 | 10670 | 480 | 10560
66 | QUERCUS IMBRICARIA (2.5" CAL.) | EACH | 22 | 485 | 10670 | 480 | 10560
67 | QUERCUS MUEHLENBERGII (2.5" CAL.) | EACH | 7 | 485 | 3395 | 480 | 3360
68 | QUERCUS RUBRA (2.5" CAL.) | EACH | 20 | 485 | 9700 | 480 | 9600
69 | ULMUS AMERICANA 'VALLEY FORGE' (2.5" CAL.) | EACH | 38 | 415 | 15770 | 410 | 15580
70 | AMELANCHIER ARBOREA (7’H) | EACH | 81 | 400 | 32400 | 400 | 32400
71 | CERCIS CANADENSIS (6’H) | EACH | 25 | 365 | 9125 | 375 | 9375
72 | CORNUS FLORIDA (1.5” CAL.) | EACH | 95 | 400 | 38000 | 400 | 38000
73 | CALAMAGROSTIS X ACUTIFLORA 'OVERDAM' (NO. 3) | EACH | 24 | 30 | 720 | 29 | 696
74 | HEMEROCALLIS 'STELLA DE ORO' (NO. 1) | EACH | 100 | 20 | 2000 | 19 | 1900
75 | SEDUM 'AUTUMN JOY' (NO. 1) | EACH | 76 | 20 | 1520 | 19 | 1444
76 | ARONIA ARBUTIFOLIA (NO. 3) | EACH | 54 | 45 | 2430 | 45 | 2430
77 | CORNUS SERICEA 'FARROW' (NO. 3) | EACH | 186 | 45 | 8370 | 44 | 8184
78 | HYDRANGEA QUERCIFOLIA 'RUBY SLIPPERS' (NO. 3) | EACH | 206 | 45 | 9270 | 45 | 9270
79 | ILEX GLABRA 'DENSA' (NO. 5) | EACH | 33 | 60 | 1980 | 58 | 1914
80 | ILEX VERTICILLATA 'MR POPPINS' (NO. 3) | EACH | 33 | 45 | 1485 | 44 | 1452
81 | ILEX VERTICILLATA 'BERRY HEAVY' (NO. 3) | EACH | 283 | 45 | 12735 | 44 | 12452
82 | LINDERA BENZOIN (NO. 3) | EACH | 212 | 50 | 10600 | 50 | 10600
83 | PHYSOCARPOS OPULIFOLIUS (NO. 5) | EACH | 56 | 55 | 3080 | 54 | 3024
84 | VIBURNUM DENTATUM 'BLUE MUFFIN' (NO. 5) | EACH | 94 | 60 | 5640 | 59 | 5546
85 | DIRECTIONAL SIGNAGE INSTALLATION, 4'X4' SIGN (SOIL EXCAVATION, CONCRETE FOOTER AND SIGNAGE INSTALL) | EACH | 12 | 1700 | 20400 | 340 | 4080
86 | DIRECTIONAL SIGNAGE INSTALLATION, 4' X 1.5' SIGN (SOIL EXCAVATION, CONCRETE FOOTER AND SIGNAGE INSTALL) | EACH | 16 | 850 | 13600 | 340 | 5440
87 | ADDITIONAL SIGNAGE INSTALLATION (SOIL EXCAVATION, CONCRETE FOOTER AND SIGNAGE INSTALL) | EACH | 5 | 1000 | 5000 | 180 | 900
88 | RIVER ROCK COBBLE MULCH (3" DEPTH) WITH GEOTEXTILE FABRIC | C.Y. | 252 | 180 | 45360 | 175 | 44100
89 | DOUBLE SHREDDED HARDWOOD MULCH (3" DEPTH) | C.Y. | 174 | 65 | 11310 | 65 | 11310
DRAINAGE |  |  |  |  | 0 |  | 0
90 | LOW STRENGTH MORTAR BACKFILL | CU. YD. | 190 | 100 | 19000 | 185 | 35150
91 | ROCK CHANNEL PROTECTION TYPE C WITH FILTER FABRIC TYPE ‘B’ | CU. YD. | 66 | 150 | 9900 | 95 | 6270
92 | CONCRETE HEADWALL ODOT HW-2.1 HALF HEIGHT | EACH | 6 | 1200 | 7200 | 1300 | 7800
93 | 18" NYLOPLAST YARD DRAIN | EACH | 17 | 2000 | 34000 | 1300 | 22100
94 | 6" PVC STORM SEWER | L.F. | 270 | 35 | 9450 | 58 | 15660
95 | 12" RCP STORM SEWER | L.F. | 31 | 60 | 1860 | 110 | 3410
96 | 12" HDPE STORM SEWER | L.F. | 2140 | 38 | 81320 | 61 | 130540
97 | 15" RCP STORM SEWER | L.F. | 178 | 60 | 10680 | 95 | 16910
98 | 18" HDPE STORM SEWER | L.F. | 112 | 53 | 5936 | 74 | 8288
99 | STORM WYE CONNECTION | EACH | 2 | 515 | 1030 | 375 | 750
100 | CLEANOUT STORM SEWER (MIN 6" RISER) | EACH | 2 | 650 | 1300 | 1200 | 2400
101 | CATCH BASIN ODOT 2-2 | EACH | 8 | 1600 | 12800 | 1600 | 12800
102 | ODOT DM 1.1 WITH CONCRETE MAT | EACH | 3 | 810 | 2430 | 1800 | 5400
103 | STANDARD PRECAST MANHOLE 4' DIA ODOT #3 | EACH | 3 | 2000 | 6000 | 3000 | 9000
SANITARY |  |  |  |  | 0 |  | 0
104 | LIFT STATION COMPLETE | EACH | 1 | 131000 | 131000 | 110000 | 110000
105 | HDD 3" SANITARY FORCE MAIN | L.F. | 1285 | 40 | 51400 | 24 | 30840
106 | CONNECT TO EXISTING SEWER | EACH | 1 | 3200 | 3200 | 5500 | 5500
107 | 8" STANDARD SANITARY SEWER SDR 35 WITH ROCK REMOVAL | L.F. | 31 | 110 | 3410 | 150 | 4650
108 | 8" PREMIUM SANITARY SEWER SDR 35 WITH ROCK REMOVAL | L.F. | 813 | 141 | 114633 | 176 | 143088
109 | 8" STANDARD SANITARY SEWER SDR 35 | L.F. | 614 | 45 | 27630 | 150 | 92100
110 | 8" PREMIUM SANITARY SEWER SDR 35 | L.F. | 1080 | 89 | 96120 | 176 | 190080
111 | WYE CONNECTIONS | EACH | 45 | 225 | 10125 | 600 | 27000
112 | 4" SEWER STANDARD LATERALS-COMPLETE INCL CLEANOUTS AND SANITARY HOOKUP ASSEMBLY | L.F. | 4058 | 29 | 117682 | 45 | 182610
113 | 4" SEWER PREMIUM LATERALS-COMPLETE INCL CLEANOUTS AND SANITARY HOOKUP ASSEMBLY | L.F. | 1036 | 61 | 63196 | 65 | 67340
114 | SANITARY AIR RELEASE VALVE (INSTALLATION ONLY, VALVE ASSEMBLY SUPPLIED BY OWNER) | EACH | 1 | 1800 | 1800 | 2000 | 2000
115 | SANITARY LATERAL RISER | L.F. | 20 | 170 | 3400 | 200 | 4000
116 | SANITARY SEWER PRECAST MANHOLE | EACH | 13 | 3750 | 48750 | 6000 | 78000
117 | SANITARY SEWER PRECAST DROP MANHOLE | EACH | 2 | 7700 | 15400 | 5400 | 10800
WATER |  |  |  |  | 0 |  | 0
118 | 4" WATER MAIN W/GRAVEL BACKFILL INCL FITTINGS & THRUST BLOCKING | L.F. | 1935 | 36 | 69660 | 60 | 116100
119 | 2" WATER MAIN W/GRAVEL BACKFILL INCL FITTINGS & THRUST BLOCKING | L.F. | 3191 | 30 | 95730 | 54 | 172314
120 | HYDRANT ASSEMBLY | EACH | 1 | 4000 | 4000 | 2800 | 2800
121 | 6" VALVE | EACH | 1 | 1200 | 1200 | 1200 | 1200
122 | 6" WATER MAIN W/GRAVEL BACKFILL INCL FITTINGS & THRUST BLOCKING | L.F. | 41 | 50 | 2050 | 57 | 2337
123 | 4" VALVE | EACH | 8 | 1100 | 8800 | 1300 | 10400
124 | 2" VALVE | EACH | 22 | 800 | 17600 | 1100 | 24200
125 | FLUSH HYDRANT COMPLETE | EACH | 6 | 3900 | 23400 | 1500 | 9000
126 | YARD HYDRANT - FROST FREE COMPLETE | EACH | 1 | 1400 | 1400 | 2000 | 2000
127 | RV YARD HYDRANT - FROST FREE COMPLETE | EACH | 13 | 1100 | 14300 | 1100 | 14300
128 | RV YARD HYDRANT - STANDARD COMPLETE | EACH | 87 | 550 | 47850 | 525 | 45675
129A | 1" WATER SERVICE LATERALS (RV SITES) INCL CURB BOX – PREMIUM BACKFILL UNDER PAVEMENT | L.F. | 2191 | 35 | 76685 | 25 | 54775
129B | 1" WATER SERVICE LATERALS (RV SITES) INCL CURB BOX – STANDARD BACKFILL UNDER LAWN | L.F. | 2070 | 29 | 60030 | 15 | 31050
130 | 1" WATER SERVICE LATERALS INCL CURB BOX | L.F. | 81 | 37 | 2997 | 38 | 3078
131 | CONNECT TO EXISTING WATER MAIN | EACH | 3 | 3200 | 9600 | 2115 | 6345
PAVEMENT & SITE AMENITIES |  |  |  |  | 0 |  | 0
132 | ODOT 204 SUBGRADE COMPACTION - GRAVEL PAVEMENT | SY | 622 | 2 | 1244 | 2.5 | 1555
133 | 6" ODOT 304 AGGREGATE BASE - GRAVEL PAVEMENT | CY | 105 | 88 | 9240 | 96 | 10080
134 | ODOT 204 SUBGRADE COMPACTION- CAMPSITES | SY | 8873 | 2 | 17746 | 7.75 | 68765.75
135 | 6" ODOT ITEM 304 CRUSHED AGGREGATE- CAMPSITES | CY | 1479 | 98 | 144942 | 104 | 153816
136 | 5" ODOT ITEM 452, CLASS QCI CONCRETE - CAMPSITES INCLUDING SAWCUT JOINTS | SY | 8873 | 51 | 452523 | 54 | 479142
137 | 3" ODOT ITEM 411 - STABILIZED CRUSHED AGGREGATE SHOULDER. (CRUSHED STONE) | CY | 154 | 85 | 13090 | 97 | 14938
138 | ODOT 204 SUBGRADE COMPACTION - ASPHALT PAVEMENT & ROAD | SY | 9711 | 2 | 19422 | 2.25 | 21849.75
139 | 4" ODOT ITEM 301, ASPHALT CONCRETE BASE - ASPHALT PAVEMENT | CY | 1121 | 180 | 201780 | 175 | 196175
140 | 6" ODOT ITEM 304 CRUSHED AGGREGATE - ASPHALT PAVEMENT & ROAD | CY | 1619 | 90 | 145710 | 74 | 119806
141 | ODOT ITEM 407 TACK COAT (0.075 GAL/SY) - ASPHALT PAVEMENT & ROAD | GAL | 728 | 3.5 | 2548 | 3.25 | 2366
142 | 1.25" ODOT ITEM 441, ASPHALT CONCRETE SURFACE COURSE TYPE 1, MEDIUM, PG 64-22 - ASPHALT PAVEMENT & ROAD | CY | 338 | 220 | 74360 | 215 | 72670
143 | 1.75" ODOT ITEM 441, ASPHALT CONCRETE INTERMEDIATE COURSE TYPE 2, MEDIUM, PG 62-22 - ASPHALT PAVEMENT & ROAD | CY | 472 | 185 | 87320 | 190 | 89680
144 | 4" CONCRETE PAVEMENT W/ W.W.F. - CONCRETE WALK | SY | 769 | 47 | 36143 | 56 | 43064
145 | 4" ODOT ITEM 304 CRUSHED AGGREGATE BASE - CONCRETE WALK | CY | 85 | 96 | 8160 | 108 | 9180
146 | SUBGRADE COMPACTION - CONCRETE WALK | SY | 769 | 2 | 1538 | 3 | 2307
147 | PRECAST CONCRETE WHEELSTOP 6' LONG | EACH | 138 | 130 | 17940 | 140 | 19320
148 | PRECAST CONCRETE WHEELSTOP 8' LONG | EACH | 98 | 190 | 18620 | 145 | 14210
149 | TRASH ENCLOSURE - COMPLETE IN PLACE INCL CONCRETE PAD | EACH | 1 | 50000 | 50000 | 44000 | 44000
150 | DISABLED PARKING SIGN W/POST AND BASE | EACH | 2 | 1200 | 2400 | 425 | 850
151 | ADA RAMP WITH HANDRAIL | L.F. | 216 | 565 | 122040 | 220 | 47520
152 | CONCRETE STAIRS WITH HANDRAIL | L.F. | 17 | 1300 | 22100 | 950 | 16150
153 | PAINTED STRIPE - 4" | L.F. | 785 | 1 | 785 | 2.25 | 1766.25
154 | HANDICAP STALL MARKING | EACH | 2 | 100 | 200 | 160 | 320
155 | DIRECTIONAL PAVEMENT MARKINGS | EACH | 44 | 45 | 1980 | 135 | 5940
156 | RV DUMP STATION – COMPLETE IN PLACE | EACH | 2 | 9000 | 18000 | 5200 | 10400
157 | MWCD SURVEY CONTROL MONUMENT | EACH | 1 | 900 | 900 | 700 | 700
158 | RELOCATED WOODEN BOLLARD | EACH | 14 | 325 | 4550 | 300 | 4200
159 | CHAIN LINK FENCE – COMPLETE IN PLACE | L.F. | 302 | 53 | 16006 | 55 | 16610
160 | PAINTED STRIPE - 2" (BASKETBALL COURT) | L.F. | 638 | 2 | 1276 | 5.5 | 3509
161 | BASKETBALL HOOP - COMPLETE IN PLACE | EACH | 2 | 3500 | 7000 | 2200 | 4400
162 | ODOT 204 SUBGRADE COMPACTION (BASKETBALL COURT) | S.Y. | 467 | 2 | 934 | 2.75 | 1284.25
163 | 4" ODOT ITEM 304, AGGREGATE BASE (BASKETBALL COURT) | C.Y. | 52 | 98 | 5096 | 79 | 4108
164 | 4" CONCRETE PAVEMENT W/ W.W.F. (BASKETBALL COURT) | S.F. | 4200 | 5.5 | 23100 | 7 | 29400
165 | TRAFFIC SIGNS – FURNISHED AND INSTALL | EACH | 21 | 380 | 7980 | 325 | 6825
166 | CONCRETE CURB ("6X6") PERIMETER SAFETY SURFACE INCL. #57 STONE AND 4” UNDERDRAIN | LF | 212 | 30 | 6360 | 25 | 5300
WATERWAY AMENITIES |  |  |  |  | 0 |  | 0
169 | ABUTMENT, COMPLETE (CLUSTER DOCKS) | EACH | 3 | 7500 | 22500 | 4800 | 14400
ELECTRICAL SITE |  |  |  |  | 0 |  | 0
176 | TRENCHING UNDER LAWN FOR ELECTRIC | L.F. | 8350 | 18 | 150300 | 20 | 167000
177 | TRENCHING FOR SITE LIGHTING | L.F. | 2449 | 8.5 | 20816.5 | 16 | 39184
178 | Padmount, Oil-Filled, Transformer, 37.5 kVA, 7200V-120/240V, 1-phase, outdoor | EACH | 2 | 6250 | 12500 | 2200 | 4400
179 | Padmount, Oil-Filled, Transformer, 50 kVA, 7200V-120/240V, 1-phase, outdoor | EACH | 3 | 6500 | 19500 | 2400 | 7200
180 | Padmount, Oil-Filled, Transformer, 75 kVA, 7200V-120/240V, 1-phase, outdoor | EACH | 4 | 7000 | 28000 | 2800 | 11200
181 | Padmount, Oil-Filled, Transformer, 100 kVA, 7200V-120/240V, 1-phase, outdoor | EACH | 4 | 7600 | 30400 | 3300 | 13200
182 | Padmount, Oil-Filled, Transformer, 167 kVA, 7200V-120/240V, 1-phase, outdoor | EACH | 1 | 9700 | 9700 | 4800 | 4800
183 | FIBERGLASS BOX PAD, OUTDOOR, (Padmount Transformer, single phase) | EACH | 14 | 755 | 10570 | 850 | 11900
184 | COPPER LUGS FOR TRANSFORMER | EACH | 56 | 60 | 3360 | 90 | 5040
185 | SECTIONALIZING CABINET, 15KV, 3-phase, outdoor, w/ 4-point multi-point junctions | EACH | 3 | 4300 | 12900 | 2400 | 7200
186 | FIBERGLASS BOX PAD, OUTDOOR, ( for mounting Sectionalizing Cabinet) | EACH | 3 | 1900 | 5700 | 350 | 1050
187 | LOADBREAK ELBOW, 15kV, 200A w/15kV TERMINATOR | EACH | 23 | 430 | 9890 | 190 | 4370
188 | LOADBREAK ELBOW w/Elastimold EFX 083 045 –E Fuse, 8.3kV, 65A, TERMINATOR | EACH | 3 | 1700 | 5100 | 1100 | 3300
189 | FAULT INDICATOR, 15kV, 200A | EACH | 9 | 425 | 3825 | 280 | 2520
190 | ARRESTER, 15kV, 200A | EACH | 8 | 295 | 2360 | 250 | 2000
191 | INSULATED CAP, 15kV, 200A | EACH | 7 | 73 | 511 | 125 | 875
192 | H-FRAME ASSEMBLY, (Unistrut Electrical equipment structure) | EACH | 14 | 5200 | 72800 | 1700 | 23800
193 | ELECTRICAL SUPPORTING STRUCTURE & HARDWARE - H-FRAMES | EACH | 15 | 267 | 4005 | 2800 | 42000
194 | ARC FLASH STUDY | EACH | 1 | 8000 | 8000 | 7000 | 7000
195 | FUSED DISCONNECT SWITCH, 60A, 120/240V, 1PH, 3W, NEMA 3R (with fuses) | EACH | 2 | 590 | 1180 | 475 | 950
196 | FUSED DISCONNECT SWITCH, 100A, 120/240V, 1PH, 3W, NEMA 3R (with fuses) | EACH | 13 | 620 | 8060 | 660 | 8580
197 | FUSED DISCONNECT SWITCH, 200A, 120/240V, 1PH, 3W, NEMA 3R (with fuses) | EACH | 26 | 870 | 22620 | 1000 | 26000
198 | NON-FUSED DISCONNECTS NEMA 4X SS, 120/240V, 60A | EACH | 2 | 1100 | 2200 | 950 | 1900
199 | MAIN CIRCUIT BREAKER PANELBOARD, 100A, 120/240V, 1PH, 3W, NEMA 3R | EACH | 3 | 1130 | 3390 | 725 | 2175
200 | WIRE, 600V 75 DEGREE C THHN/THWN, #10 COPPER CONDUCTOR | L.F. | 100 | 0.8 | 80 | 0.9 | 90
201 | WIRE, 600V 75 DEGREE C THHN/THWN, #8 COPPER CONDUCTOR | L.F. | 8829 | 1.25 | 11036.25 | 1.1 | 9711.9
202 | WIRE, 600V 75 DEGREE C THHN/THWN, #6 COPPER CONDUCTOR | L.F. | 5240 | 1.6 | 8384 | 1.5 | 7860
203 | WIRE, 600V 75 DEGREE C THHN/THWN, #2 COPPER CONDUCTOR | L.F. | 4570 | 2.7 | 12339 | 2.5 | 11425
204 | WIRE, 600V 75 DEGREE C THHN/THWN, #1/0 COPPER CONDUCTOR | L.F. | 14294 | 3.75 | 53602.5 | 3.75 | 53602.5
205 | CABLE, 15KV, 4/0 Alum., 1-phase, full JCN, 133% rated | L.F. | 3005 | 10.25 | 30801.25 | 6.75 | 20283.75
206 | CABLE, 15KV, #2 Solid Alum., 1-phase, full JCN, 133% rated | L.F. | 9010 | 5.4 | 48654 | 5.75 | 51807.5
207 | CONDUIT PVC SCH 40, 1.25" | L.F. | 2449 | 2.15 | 5265.35 | 9.25 | 22653.25
208 | CONDUIT PVC SCH 40, 2.5" | L.F. | 5368 | 3.55 | 19056.4 | 12.26 | 65811.68
209 | CONDUIT PVC SCH 80, 2.5" | L.F. | 470 | 4.05 | 1903.5 | 13.25 | 6227.5
210 | CONDUIT PVC SCH 40, 5" | L.F. | 15250 | 7.25 | 110562.5 | 13 | 198250
211 | CONDUIT PVC SCH 80, 5" | L.F. | 60 | 11 | 660 | 16 | 960
212 | RV POWER PEDESTAL, 125A BUS - INSTALLATION AND FOUNDATION OF OWNER-PROVIDED PEDESTALS: COMPLETE | EACH | 98 | 1025 | 100450 | 925 | 90650
213 | MISCELLANEOUS ELECTRICAL SUPPORTING HARDWARE & FASTENERS | EACH | 2 | 650 | 1300 | 1200 | 2400
214 | INTERIM ELECTRIC SERVICE, H-FRAME | EACH | 1 | 5200 | 5200 | 4800 | 4800
215 | INTERIM ELECT, MAIN CIRCUIT BREAKER PANELBOARD, 200A, 120/240V, 1PH, 3W, NEMA 3R | EACH | 1 | 2200 | 2200 | 1400 | 1400
216 | INTERIM ELECTRIC SERVICE, UTILITY METERBASE, 200A, 120/240V, 1PH, 3W, NEMA 3R | EACH | 1 | 267 | 267 | 250 | 250
217 | INTERIM ELECTRIC SERVICE,CONDUIT PVC SCH 40, 2' | L.F. | 60 | 3 | 180 | 13 | 780
218 | INTERIM ELECTRIC SERVICE, UNDG FDR, 600V, THHN/THWN, #3/0 COPPER CONDUCTOR | L.F. | 300 | 5 | 1500 | 5.75 | 1725
219 | INTERIM ELECTRIC SERVICE - TRENCHING UNDER LAWN FOR ELECTRIC | L.F. | 25 | 20 | 500 | 21 | 525
220 | INTERIM ELECTRIC FEEDER, UNDG FDR, 600V, THHN/THWN, 3-#6 CU CABLE (PER LOCATION) | L.F. | 180 | 25 | 4500 | 9 | 1620
221 | INTERIM ELECTRIC FEEDER - TRENCHING UNDER LAWN FOR ELECTRIC (PER LOCATION) | L.F. | 160 | 9 | 1440 | 21 | 3360
222A | LIGHT FIXTURE “A”, SL1 SITE LIGHTING | EACH | 12 | 900 | 10800 | 1500 | 18000
222B | LIGHT FIXTURE “B”, SL1 SITE LIGHTING | EACH | 2 | 850 | 1700 | 1500 | 3000
222C | LIGHT FIXTURE “B2”, SL1 SITE LIGHTING | EACH | 3 | 900 | 2700 | 1500 | 4500
223 | ALUMINUM POLE, SL1 SITE LIGHTING | EACH | 17 | 2400 | 40800 | 1200 | 20400
224 | FOUNDATION, SL1 SITE LIGHTING | EACH | 17 | 1700 | 28900 | 2000 | 34000
225 | SITE LIGHTING BOLLARD | EACH | 8 | 2700 | 21600 | 1400 | 11200
226 | FOUNDATION, SITE LIGHTING BOLLARD | EACH | 8 | 1100 | 8800 | 1800 | 14400
227 | CONNECTIONS | EACH | 230 | 51 | 11730 | 43 | 9890
228 | SANITARY LIFT STATION, ELECTRICAL H-FRAME, TRANSFER SWITCH & EQUIPMENT | EACH | 1 | 12000 | 12000 | 6500 | 6500
229 | MANUAL TRANSFER SWITCH, 120/240V, 100A, NEMA 4X, SS | EACH | 1 | 3800 | 3800 | 7500 | 7500
230 | GENERATOR RECEPTACLE, 120/240V, 100A, NEMA 3R (PASS & SEYMOR) | EACH | 1 | 3400 | 3400 | 380 | 380
231 | SHORT CIRCUIT EVALUATION | EACH | 1 | 8100 | 8100 | 1900 | 1900
232 | GROUNDING | L.S. | 2 | 8100 | 16200 | 600 | 1200
233 | DRIVEN GROUND ROD, 1/2" x 8', COPPER-CLAD STEEL (INCLUDES WIRE) | EACH | 25 | 215 | 5375 | 250 | 6250
234 | DRIVEN GROUND ROD, 3/4" x 8', COPPER-CLAD STEEL (INCLUDES WIRE) | EACH | 14 | 250 | 3500 | 260 | 3640
COMMUNICATIONS SITE |  |  |  |  | 0 |  | 0
235 | TRENCHING UNDER LAWN FOR COMMUNICATIONS | L.F. | 1350 | 13 | 17550 | 14 | 18900
236 | 30" X 48" PULLBOX, LOGO ON COVER | EACH | 11 | 2700 | 29700 | 2100 | 23100
237 | CONDUITS, 3" Sched 40 PVC, UNDERGROUND | L.F. | 3150 | 5 | 15750 | 10 | 31500
238 | CONDUITS, 3" Sched 80 PVC, RISER | L.F. | 80 | 6 | 480 | 16.5 | 1320
BUILDINGS |  |  |  |  | 0 |  | 0
239 | CXT STRUCTURAL WORK COMPLETE INCLUDING FROST SLABS & UTILITY SERVICE “BLOCKOUT” SLEEVES | LUMP | 1 | 90000 | 90000 | 69000 | 69000
240 | CXT PLUMBING WORK COMPLETE | LUMP | 1 | 30000 | 30000 | 32000 | 32000
241 | CXT ELECTRICAL WORK COMPLETE | LUMP | 1 | 5200 | 5200 | 15000 | 15000
MISCELLANEOUS |  |  |  |  | 0 |  | 0
243 | MOBILIZATION | EACH | 1 | 75000 | 75000 | 100000 | 100000
244 | FIELD OFFICE | EACH | 1 | 12500 | 12500 | 50000 | 50000
245 | CONSTRUCTION LAYOUT STAKING | EACH | 1 | 80000 | 80000 | 150000 | 150000
246 | PREMIUM FOR CONTRACT PERFORMANCE BOND AND FOR PAYMENT | LUMP | 1 | 65000 | 65000 | 48000 | 48000
247 | TEMPORARY CONSTRUCTION FENCE – CHAIN LINK | LF | 1600 | 21 | 33600 | 3.9 | 6240
248 | CPM PROGRESS SCHEDULE | LUMP | 1 | 20000 | 20000 | 24000 | 24000
ALLOWANCES
249 | EXISTING PARK DRIVES - SUBGRADE REPAIR W/ UNDERDRAIN | LUMP | 1 | 25000 | 25000 | 25000 | 25000
250 | BORROW | LUMP | 1 | 25000 | 25000 | 25000 | 25000
251 | CXT WASHER AND DRYER | LUMP | 1 | 10000 | 10000 | 10000 | 10000
252 | ELECTRICAL UTILITY SERVICE EXTENSION | LUMP | 1 | 35071 | 35071 | 35071 | 35071
253
254 | REMOVAL FOR MISC. ITEMS LEFT BY CAMPERS | LUMP | 1 | 10000 | 10000 | 10000 | 10000
255 | CRANE PAD SITE AND ACCESS PREPERATION | LUMP | 1 | 5000 | 5000 | 5000 | 5000
256 | WEAK SOILS BENEATH UTILITY EXCAVATIONS | LUMP | 1 | 25000 | 25000 | 25000 | 25000
| TOTAL BASE BID- excel |  |  |  | 6172680 |  | 6568179.33
| Total Bid submitted |  |  |  | 6172680 |  | 6578944.01
| Difference |  |  |  | 0 |  | -10764.68
Alt #1 | Description | Estimated | Unit | Bid Unit | Bid Price | Bid Unit | Bid Price
Item No. |  | Quantity |  | Price |  | Price
133 | 6" ODOT 304 AGGREGATE BASE - GRAVEL PAVEMENT | 105 | CY | 88 | 9240 | 96 | 10080
135 | 6" ODOT ITEM 304 CRUSHED AGGREGATE- CAMPSITES | 1479 | CY | 98 | 144942 | 104 | 153816
137 | 3" ODOT ITEM 411 - STABILIZED CRUSHED AGGREGATE SHOULDER. (CRUSHED STONE) | 154 | CY | 85 | 13090 | 115 | 17710
140 | 6" ODOT ITEM 304 CRUSHED AGGREGATE - ASPHALT PAVEMENT & ROADS | 1619 | CY | 90 | 145710 | 75 | 121425
145 | 4" ODOT ITEM 304 CRUSHED AGGREGATE BASE - CONCRETE WALK | 85 | CY | 96 | 8160 | 110 | 9350
163 | 6" ODOT ITEM 304, AGGREGATE BASE (BASKETBALL COURT) | 52 | CY | 98 | 5096 | 78 | 4056
| TOTAL Alternate #1 |  |  |  | 326238 |  | 316437
| Total Base Bid + Alternate #1 |  |  |  | 6172680 |  | 6572688.33
Alt #2 | Description | Estimated | Unit | Bid Unit | Bid Price | Bid Unit | Bid Price
Item No. |  | Quantity |  | Price |  | Price
257 | ACER RUBRUM 'OCTOBER GLORY' (2.5" CAL.) | 2 | EACH | 435 | 870 | 430 | 860
258 | AMELANCHIER ARBOREA (7’H) | 1 | EACH | 400 | 400 | 400 | 400
259 | LINDERA BENZOIN (NO. 3) | 11 | EACH | 50 | 550 | 50 | 550
260 | ADDITIONAL SIGNAGE INSTALLATION (SOIL EXCAVATION, CONCRETE FOOTER AND SIGNAGE INSTALL) | 1 | EACH | 1000 | 1000 | 175 | 175
261 | SHELTER STRUCURE COMPLETE INCL. FOUNDATIONS, EXCLUDING ELECTRIC | 1 | LUMP | 108000 | 108000 | 82000 | 82000
262 | SHELTER STRUCURE ELECTRICAL | 1 | LUMP | 17000 | 17000 | 12000 | 12000
263 | 4" CONCRETE PAVEMENT - CONCRETE WALK | 204 | SF | 5.5 | 1122 | 7.5 | 1530
264 | 4" ODOT ITEM 304 CRUSHED AGGREGATE BASE - CONCRETE WALK | 3 | CY | 211 | 633 | 110 | 330
265 | SUBGRADE COMPACTION - CONCRETE WALK | 23 | SY | 4 | 92 | 3 | 69
| TOTAL Alternate #2 |  |  |  | 129667 |  | 97914
Alt #3 | Description | Estimated | Unit | Bid Unit | Bid Price | Bid Unit | Bid Price
Item No. |  | Quantity |  | Price |  | Price
266 | TEMPORARY FLOATING DOCK RELOCATED TO PERMANENT LOCATION | EACH | 1 | 11000 | 11000 | 30000 | 30000
267 | FLOATING DOCKS, COMPLETE (CLUSTER DOCKS) | SF | 5275 | 45 | 237375 | 40 | 211000
268 | ANCHOR PILES, COMPLETE (CLUSTER DOCKS) | LUMP | 1 | 1515000 | 1515000 | 105000 | 105000
269 | 48' GANGWAYS, COMPLETE (CLUSTER DOCKS) | EACH | 1 | 25000 | 25000 | 20000 | 20000
270 | 66' GANGWAYS, COMPLETE (CLUSTER DOCKS) | EACH | 1 | 33000 | 33000 | 29000 | 29000
271 | SHORE CONNECTION, COMPLETE (CLUSTER DOCKS) | EACH | 3 | 1300 | 3900 | 325 | 975
| TOTAL Alternate #3 |  |  |  | 1825275 |  | 395975
Unit Price | Description | Estimated | Unit | Bid Unit | Bid Price | Bid Unit | Bid Price
Item No. |  | Quantity |  | Price |  | Price
272 | 4” PERFRATED UNDERDRAIN COMPLETE | 100 | L.F. | 20 | 2000 | 34 | 3400
273 | ODOT ITEM 204 SUBGRADE COMPACTION | 200 | S.Y. | 2 | 400 | 6 | 1200
274 | BIAXIAL GEOGRID (TENSAR BX1200) | 200 | S.Y. | 5.5 | 1100 | 7 | 1400
275 | ODOT NO.1 AND 2’s | 100 | C.Y. | 80 | 8000 | 110 | 11000

## SE MP PH 2
MARINA POINT CAMPGROUND REDEVELOPMENT PHASE II
UNIT PRICE BID SCHEDULE |  |  |  | Bidder 1 |  | Bidder 2 |  | Bidder 3 |  | Bidder 4 |  | Bidder 5 |  | Bidder 6 |  | Bidder 7 |  | Bidder 8
ITEM NUMBER | ITEM DESCRIPTION | UNIT | QTY | BID UNIT PRICE | BID PRICE | BID UNIT PRICE | BID PRICE | BID UNIT PRICE | BID PRICE | BID UNIT PRICE | BID PRICE | BID UNIT PRICE | BID PRICE | BID UNIT PRICE | BID PRICE | BID UNIT PRICE | BID PRICE | BID UNIT PRICE | BID PRICE
DEMOLITION
1 | TREE REMOVAL INCLUDING STUMPS, CLEARING AND GRUBBING | LUMP | 1 | 105000 | 105000 | 68250 | 68250 | 26625 | 26625 | 97000 | 97000 | 50000 | 50000 | 50000 | 50000 | 100000 | 100000 | 54980.58 | 54980.58
2 | PAVEMENT REMOVED, ASPHALT INCLUDING SAW CUTS | SY | 11993 | 2.45 | 29382.85 | 2.75 | 32980.75 | 8 | 95944 | 10 | 119930 | 1.6 | 19188.8 | 4 | 47972 | 10 | 119930 | 6.2 | 74356.6
3 | PAVEMENT REMOVED, CONCRETE | SY | 186 | 25 | 4650 | 14 | 2604 | 10 | 1860 | 10 | 1860 | 16.5 | 3069 | 18 | 3348 | 10 | 1860 | 210.8 | 39208.8
4 | POST/ SIGN REMOVED | EACH | 195 | 15 | 2925 | 43 | 8385 | 80 | 15600 | 20 | 3900 | 24 | 4680 | 58 | 11310 | 15 | 2925 | 25.65 | 5001.75
5 | REMOVAL MISC.: AGGREGATE PAVEMENT REMOVED | SY | 5191 | 1 | 5191 | 3.75 | 19466.25 | 3 | 15573 | 1 | 5191 | 1.5 | 7786.5 | 5 | 25955 | 3 | 15573 | 3 | 15573
6 | REMOVAL MISC.: WOODEN STAIR/DOCK | EACH | 2 | 400 | 800 | 350 | 700 | 1300 | 2600 | 300 | 600 | 230 | 460 | 1400 | 2800 | 1200 | 2400 | 3973.48 | 7946.96
7 | REMOVAL MISC.: EXISTING RESTROOM BUILDING REMOVED COMPLETE & ABATED | EACH | 1 | 5000 | 5000 | 10000 | 10000 | 15000 | 15000 | 7900 | 7900 | 1500 | 1500 | 8200 | 8200 | 5500 | 5500 | 19207.64 | 19207.64
8 | STORM AND SANITARY SEWER PIPE REMOVED (24" AND UNDER) | LF | 1979 | 2 | 3958 | 11 | 21769 | 5 | 9895 | 10 | 19790 | 15.25 | 30179.75 | 9 | 17811 | 4 | 7916 | 19.28 | 38155.12
9 | DRAINAGE STRUCTURES REMOVED | EACH | 4 | 220 | 880 | 350 | 1400 | 500 | 2000 | 500 | 2000 | 236 | 944 | 310 | 1240 | 250 | 1000 | 2147.22 | 8588.88
10 | CAPPED UTILITY LINE | EACH | 3 | 460 | 1380 | 340 | 1020 | 800 | 2400 | 500 | 1500 | 285 | 855 | 480 | 1440 | 300 | 900 | 3673.09 | 11019.27
11 | SERVICE WATERLINE REMOVED (INCL.VALVES, YARD HYD's, & FENCING) | LF | 5108 | 1 | 5108 | 6.5 | 33202 | 5 | 25540 | 5 | 25540 | 10 | 51080 | 4 | 20432 | 1.5 | 7662 | 6.22 | 31771.76
12 | REMOVAL MISC.: TRASH ENCLOSURE AND APPURTANANCES | EACH | 2 | 810 | 1620 | 1200 | 2400 | 1500 | 3000 | 1000 | 2000 | 15000 | 30000 | 1100 | 2200 | 560 | 1120 | 1893.61 | 3787.22
13 | REMOVAL MISC.: STAGING AGGREGATE PAVEMENT REMOVED | SY | 720 | 2.35 | 1692 | 3.75 | 2700 | 3 | 2160 | 5 | 3600 | 1.75 | 1260 | 5 | 3600 | 4 | 2880 | 9.55 | 6876
14 | REMOVAL MISC.: PHASE 1 TEMPORARY AGGREGATE DRIVE | SY | 282 | 6 | 1692 | 3.75 | 1057.5 | 3 | 846 | 5 | 1410 | 3.5 | 987 | 5 | 1410 | 3 | 846 | 12.86 | 3626.52
15 | REMOVAL MISC.: FISH CLEANING TABLE | EACH | 1 | 100 | 100 | 150 | 150 | 200 | 200 | 100 | 100 | 235 | 235 | 72 | 72 | 50 | 50 | 293.72 | 293.72
16 | REMOVAL MISC.: MWCD MONUMENT SIGN | EACH | 1 | 660 | 660 | 200 | 200 | 500 | 500 | 100 | 100 | 315 | 315 | 300 | 300 | 100 | 100 | 201.68 | 201.68
17 | REMOVAL MISC.: PICNIC TABLE | EACH | 58 | 41 | 2378 | 100 | 5800 | 200 | 11600 | 50 | 2900 | 75 | 4350 | 90 | 5220 | 45 | 2610 | 154.78 | 8977.24
18 | REMOVAL MISC.: FIRE PIT | EACH | 69 | 41 | 2829 | 65 | 4485 | 100 | 6900 | 50 | 3450 | 75 | 5175 | 22 | 1518 | 45 | 3105 | 49.82 | 3437.58
19 | REMOVAL MISC.: PROPANE STORAGE | EACH | 2 | 370 | 740 | 800 | 1600 | 1900 | 3800 | 250 | 500 | 300 | 600 | 280 | 560 | 200 | 400 | 968.93 | 1937.86
20 | LIGHT POLES REMOVED INCLUDING SERVICE | EACH | 4 | 580 | 2320 | 1000 | 4000 | 475 | 1900 | 500 | 2000 | 460 | 1840 | 525 | 2100 | 650 | 2600 | 1597.66 | 6390.64
21 | ELECTRIC SERVICE AC PANELS REMOVED | EACH | 4 | 166 | 664 | 180 | 720 | 190 | 760 | 200 | 800 | 185 | 740 | 215 | 860 | 200 | 800 | 921.46 | 3685.84
22 | ELECTRIC SERVICE - TRAILER HOOK-UP & WIRE REMOVED | EACH | 81 | 110 | 8910 | 180 | 14580 | 200 | 16200 | 50 | 4050 | 185 | 14985 | 215 | 17415 | 250 | 20250 | 379.21 | 30716.01
23 | GUARD SHACK REMOVAL | EACH | 1 | 3000 | 3000 | 6500 | 6500 | 1500 | 1500 | 10000 | 10000 | 8000 | 8000 | 2700 | 2700 | 2600 | 2600 | 1855.12 | 1855.12
24 | CABLE PULL BOX RELOCATED | EACH | 1 | 510 | 510 | 570 | 570 | 600 | 600 | 560 | 560 | 600 | 600 | 800 | 800 | 600 | 600 | 3071.54 | 3071.54
25 | MWCD WOOD ENTRANCE SIGN RELOCATED | EACH | 1 | 880 | 880 | 4000 | 4000 | 1900 | 1900 | 500 | 500 | 1425 | 1425 | 1200 | 1200 | 2000 | 2000 | 1231.82 | 1231.82
EROSION CONTROL AND TEMPORARY CONSTRUCTION ACTIVITY |  |  |  |  | 0 |  | 0 |  | 0 |  | 0 |  | 0 |  | 0 |  | 0 |  | 0
27 | SILT FENCE | LF | 3799 | 2 | 7598 | 2.85 | 10827.15 | 3 | 11397 | 1 | 3799 | 4.25 | 16145.75 | 4 | 15196 | 1.5 | 5698.5 | 4.12 | 15651.88
28 | INLET PROTECTION | EACH | 30 | 115 | 3450 | 80 | 2400 | 160 | 4800 | 50 | 1500 | 100 | 3000 | 165 | 4950 | 145 | 4350 | 202.72 | 6081.6
29 | ROCK CHECK DAM | EACH | 11 | 575 | 6325 | 555 | 6105 | 300 | 3300 | 1000 | 11000 | 60 | 660 | 440 | 4840 | 370 | 4070 | 307.06 | 3377.66
30 | CONCRETE WASHOUT AREA | EACH | 1 | 2000 | 2000 | 1400 | 1400 | 800 | 800 | 3000 | 3000 | 2500 | 2500 | 500 | 500 | 1000 | 1000 | 2103.52 | 2103.52
31 | TEMPORARY CONSTRUCTION DRIVE | EACH | 3 | 1950 | 5850 | 4000 | 12000 | 3200 | 9600 | 3000 | 9000 | 5000 | 15000 | 2000 | 6000 | 2300 | 6900 | 1451.7 | 4355.1
32 | TEMPORARY SEDIMENT TRAP CONTROLS | EACH | 6 | 570 | 3420 | 2000 | 12000 | 1500 | 9000 | 2000 | 12000 | 2600 | 15600 | 270 | 1620 | 600 | 3600 | 30034.03 | 180204.18
33 | SOIL ANALYSIS TEST | EACH | 2 | 325 | 650 | 350 | 700 | 160 | 320 | 300 | 600 | 125 | 250 | 200 | 400 | 100 | 200 | 1228.62 | 2457.24
34 | TEMPORARY SEEDING | SY | 2484 | 0.8 | 1987.2 | 0.6 | 1490.4 | 0.4 | 993.6 | 1 | 2484 | 0.6 | 1490.4 | 1 | 2484 | 0.75 | 1863 | 1.03 | 2558.52
35 | COMMERCIAL FERTILIZER | TON | 0.7 | 1300 | 910 | 1200 | 840 | 1900 | 1330 | 1000 | 700 | 1200 | 840 | 1500 | 1050 | 1500 | 1050 | 1842.93 | 1290.051
36 | LIME | ACRE | 10.3 | 100 | 1030 | 250 | 2575 | 800 | 8240 | 500 | 5150 | 750 | 7725 | 1000 | 10300 | 350 | 3605 | 1151.83 | 11863.849
37 | WATER (DUST CONTROL) | MGAL | 135 | 110 | 14850 | 80 | 10800 | 35 | 4725 | 50 | 6750 | 40 | 5400 | 100 | 13500 | 40 | 5400 | 281.51 | 38003.85
38 | POST-CONSTRUCTION BIORETENTION CELL-COMPLETE INCL UNDERDRAINS | SF | 3492 | 20 | 69840 | 21.5 | 75078 | 13.5 | 47142 | 14 | 48888 | 30 | 104760 | 17 | 59364 | 21 | 73332 | 17.48 | 61040.16
39 | TURF REINFORCEMENT MATTING | SY | 323 | 3 | 969 | 2.5 | 807.5 | 18 | 5814 | 2.5 | 807.5 | 2.5 | 807.5 | 3 | 969 | 5 | 1615 | 3.87 | 1250.01
40 | EROSION CONTROL MAT, TYPE G | SY | 5718 | 1.75 | 10006.5 | 1.6 | 9148.8 | 2.5 | 14295 | 1.65 | 9434.7 | 1.6 | 9148.8 | 2 | 11436 | 2 | 11436 | 2.46 | 14066.28
41 | DITCH EROSION PROTECTION MAT, TYPE G | SY | 1028 | 1.75 | 1799 | 1.6 | 1644.8 | 2.75 | 2827 | 1.65 | 1696.2 | 1.6 | 1644.8 | 2 | 2056 | 2 | 2056 | 2.46 | 2528.88
42 | WATER (SEEDING) | MGAL | 13.2 | 0.01 | 0.132 | 500 | 6600 | 42 | 554.4 | 50 | 660 | 40 | 528 | 100 | 1320 | 50 | 660 | 294.87 | 3892.284
43 | 8” WATTLE | LF | 200 | 4 | 800 | 5 | 1000 | 5 | 1000 | 15 | 3000 | 3.25 | 650 | 5 | 1000 | 2.5 | 500 | 4.91 | 982
EARTH WORK |  |  |  |  | 0 |  | 0 |  | 0 |  | 0 |  | 0 |  | 0 |  | 0 |  | 0
44 | STRIP & STOCKPILE TOPSOIL | LUMP | 1 | 37245 | 37245 | 12000 | 12000 | 20000 | 20000 | 44900 | 44900 | 7500 | 7500 | 65000 | 65000 | 110000 | 110000 | 111691.76 | 111691.76
45 | EXCAVATION INCLUDING EMBANKMENT (PER PLAN) INCL. UTILITY TRENCH SPOILS | LUMP | 1 | 576957.5 | 576957.5 | 116670.28 | 116670.28 | 173775 | 173775 | 933000 | 933000 | 165000 | 165000 | 180000 | 180000 | 655000 | 655000 | 349740.33 | 349740.33
46 | LIME STABILIZED EMBANKMENT, AS DIRECTED (FURNISHED AND PLACED) | TON | 700 | 189 | 132300 | 195 | 136500 | 165 | 115500 | 150 | 105000 | 180 | 126000 | 800 | 560000 | 255 | 178500 | 380.13 | 266091
47 | TOPSOIL STRIPPED AND HAULED OFF-SITE | LUMP | 1 | 9569 | 9569 | 7000 | 7000 | 6500 | 6500 | 5000 | 5000 | 10000 | 10000 | 70000 | 70000 | 15000 | 15000 | 111691.76 | 111691.76
48 | PLACING STOCKPILED TOPSOIL (4" MIN) | LUMP | 1 | 87260 | 87260 | 60000 | 60000 | 42000 | 42000 | 10000 | 10000 | 10000 | 10000 | 45000 | 45000 | 47000 | 47000 | 66063.74 | 66063.74
49 | ROCK REMOVAL AND EMBANKMENT | CY | 322 | 129 | 41538 | 31 | 9982 | 80 | 25760 | 25 | 8050 | 55 | 17710 | 41 | 13202 | 50 | 16100 | 52.49 | 16901.78
50 | BORROW FROM M20 AREA AND EMBANKMENT | LUMP | 1 | 110 | 110 | 5000 | 5000 | 120000 | 120000 | 1100 | 1100 | 36000 | 36000 | 30000 | 30000 | 95000 | 95000 | 69948.06 | 69948.06
51 | OFF SITE BORROW AND EMBANKMENT | LUMP | 1 | 110 | 110 | 1 | 1 | 50000 | 50000 | 1200 | 1200 | 25000 | 25000 | 30000 | 30000 | 50000 | 50000 | 69948.06 | 69948.06
LANDSCAPING |  |  |  |  | 0 |  | 0 |  | 0 |  | 0 |  | 0 |  | 0 |  | 0 |  | 0
53 | RESIDENTIAL AND URBAN AREA SEED MIXTURE | SY | 37383 | 1 | 37383 | 0.95 | 35513.85 | 1.5 | 56074.5 | 1 | 37383 | 1 | 37383 | 1 | 37383 | 1 | 37383 | 1.47 | 54953.01
54 | LAKE EDGE SEED MIX | SY | 1254 | 1.65 | 2069.1 | 1.5 | 1881 | 3.25 | 4075.5 | 1.5 | 1881 | 1.5 | 1881 | 2 | 2508 | 2 | 2508 | 2.31 | 2896.74
55 | SLOPE STABILIZATION NATIVE SEED MIX | SY | 3067 | 1.5 | 4600.5 | 1.2 | 3680.4 | 1.5 | 4600.5 | 1.2 | 3680.4 | 1.2 | 3680.4 | 2 | 6134 | 2 | 6134 | 1.84 | 5643.28
56 | BIORETENTION SEED MIX | SY | 996 | 2 | 1992 | 1.75 | 1743 | 4.5 | 4482 | 1.75 | 1743 | 1.75 | 1743 | 2 | 1992 | 2 | 1992 | 2.7 | 2689.2
57 | ACER RUBRUM 'OCTOBER GLORY' (2.5" CAL.) | EACH | 9 | 442 | 3978 | 410 | 3690 | 500 | 4500 | 409 | 3681 | 409 | 3681 | 500 | 4500 | 430 | 3870 | 723.65 | 6512.85
58 | CELTIS OCCIDENTALIS 'PRAIRIE PRIDE' (2.5" CAL.) | EACH | 37 | 465 | 17205 | 430 | 15910 | 500 | 18500 | 431 | 15947 | 431 | 15947 | 500 | 18500 | 450 | 16650 | 699.08 | 25865.96
59 | GLEDITSIA TRIACANTHOS VAR. INERMIS 'SKYCOLE' (2.5" CAL.) | EACH | 7 | 410 | 2870 | 380 | 2660 | 500 | 3500 | 380 | 2660 | 380 | 2660 | 450 | 3150 | 400 | 2800 | 699.08 | 4893.56
60 | LIRIODENDRON TULIPIFERA (2.5" CAL.) | EACH | 16 | 395 | 6320 | 365 | 5840 | 500 | 8000 | 365 | 5840 | 365 | 5840 | 430 | 6880 | 385 | 6160 | 699.08 | 11185.28
61 | NYSSA SYLVATICA (2.5" CAL.) | EACH | 15 | 443 | 6645 | 410 | 6150 | 650 | 9750 | 410 | 6150 | 411 | 6165 | 500 | 7500 | 430 | 6450 | 723.66 | 10854.9
62 | PLATANUS OCCIDENTALIS (2.5" CAL.) | EACH | 6 | 360 | 2160 | 332 | 1992 | 460 | 2760 | 332 | 1992 | 332 | 1992 | 400 | 2400 | 350 | 2100 | 699.08 | 4194.48
63 | QUERCUS BICOLOR (2.5" CAL.) | EACH | 2 | 415 | 830 | 380 | 760 | 460 | 920 | 381 | 762 | 381 | 762 | 450 | 900 | 400 | 800 | 723.66 | 1447.32
64 | QUERCUS COCCINEA (2.5" CAL.) | EACH | 31 | 430 | 13330 | 396 | 12276 | 430 | 13330 | 396 | 12276 | 396 | 12276 | 470 | 14570 | 415 | 12865 | 723.66 | 22433.46
65 | QUERCUS IMBRICARIA (2.5" CAL.) | EACH | 34 | 465 | 15810 | 429 | 14586 | 430 | 14620 | 429 | 14586 | 430 | 14620 | 500 | 17000 | 450 | 15300 | 723.66 | 24604.44
66 | QUERCUS MUEHLENBERGII (2.5" CAL.) | EACH | 4 | 390 | 1560 | 358 | 1432 | 430 | 1720 | 358 | 1432 | 356 | 1424 | 420 | 1680 | 375 | 1500 | 723.66 | 2894.64
67 | QUERCUS RUBRA (2.5" CAL.) | EACH | 5 | 375 | 1875 | 348 | 1740 | 430 | 2150 | 348 | 1740 | 348 | 1740 | 580 | 2900 | 365 | 1825 | 723.66 | 3618.3
68 | ULMUS AMERICANA 'VALLEY FORGE' (2.5" CAL.) | EACH | 16 | 470 | 7520 | 433 | 6928 | 400 | 6400 | 432 | 6912 | 433 | 6928 | 500 | 8000 | 455 | 7280 | 723.66 | 11578.56
69 | AMELANCHIER ARBOREA (7’H) | EACH | 69 | 295 | 20355 | 272 | 18768 | 600 | 41400 | 272 | 18768 | 273 | 18837 | 330 | 22770 | 285 | 19665 | 490.22 | 33825.18
70 | CERCIS CANADENSIS (6’H) | EACH | 18 | 290 | 5220 | 268 | 4824 | 600 | 10800 | 268 | 4824 | 268 | 4824 | 320 | 5760 | 285 | 5130 | 453.36 | 8160.48
71 | CORNUS FLORIDA (1.5” CAL.) | EACH | 99 | 285 | 28215 | 263 | 26037 | 350 | 34650 | 263 | 26037 | 264 | 26136 | 320 | 31680 | 280 | 27720 | 441.07 | 43665.93
72 | CALAMAGROSTIS X ACUTIFLORA 'OVERDAM' (NO. 3) | EACH | 18 | 18 | 324 | 16 | 288 | 30 | 540 | 16 | 288 | 17 | 306 | 20 | 360 | 20 | 360 | 55.29 | 995.22
73 | HEMEROCALLIS 'STELLA DE ORO' (NO. 1) | EACH | 168 | 13 | 2184 | 12 | 2016 | 20 | 3360 | 12 | 2016 | 12 | 2016 | 15 | 2520 | 20 | 3360 | 29.49 | 4954.32
74 | SEDUM 'AUTUMN JOY' (NO. 1) | EACH | 121 | 13 | 1573 | 12 | 1452 | 20 | 2420 | 12 | 1452 | 12 | 1452 | 15 | 1815 | 20 | 2420 | 29.49 | 3568.29
75 |  |  |  |  | 0 |  | 0 |  | 0 |  | 0 |  | 0 |  | 0 |  | 0 |  | 0
76 | HYDRANGEA QUERCIFOLIA 'RUBY SLIPPERS' (NO. 3) | EACH | 84 | 39 | 3276 | 36 | 3024 | 66 | 5544 | 36 | 3024 | 36 | 3024 | 600 | 50400 | 40 | 3360 | 84.77 | 7120.68
77 | ILEX GLABRA 'DENSA' (NO. 5) | EACH | 73 | 43 | 3139 | 40 | 2920 | 66 | 4818 | 40 | 2920 | 40 | 2920 | 45 | 3285 | 40 | 2920 | 97.06 | 7085.38
78 | ILEX VERTICILLATA 'MR POPPINS' (NO. 3) | EACH | 5 | 26 | 130 | 24 | 120 | 66 | 330 | 24 | 120 | 24 | 120 | 30 | 150 | 25 | 125 | 84.78 | 423.9
79 | ILEX VERTICILLATA 'BERRY HEAVY' (NO. 3) | EACH | 40 | 31 | 1240 | 29 | 1160 | 55 | 2200 | 29 | 1160 | 29 | 1160 | 30 | 1200 | 30 | 1200 | 84.77 | 3390.8
80 | LINDERA BENZOIN (NO. 3) | EACH | 63 | 34 | 2142 | 31 | 1953 | 52 | 3276 | 31 | 1953 | 32 | 2016 | 40 | 2520 | 35 | 2205 | 79.86 | 5031.18
81 | JUNIPERUS VIRGINIANA 'CUPRESSIFOLIA' (6' H) | EACH | 10 | 245 | 2450 | 224 | 2240 | 530 | 5300 | 225 | 2250 | 225 | 2250 | 260 | 2600 | 235 | 2350 | 318.21 | 3182.1
82 | VIBURNUM DENTATUM 'BLUE MUFFIN' (NO. 5) | EACH | 44 | 35 | 1540 | 32 | 1408 | 66 | 2904 | 32 | 1408 | 33 | 1452 | 40 | 1760 | 34 | 1496 | 109.35 | 4811.4
83 | RIVER ROCK COBBLE MULCH (3" DEPTH) WITH GEOTEXTILE FABRIC | CY | 150 | 108 | 16200 | 100 | 15000 | 175 | 26250 | 100 | 15000 | 100 | 15000 | 120 | 18000 | 110 | 16500 | 269.07 | 40360.5
84 | DOUBLE SHREDDED HARDWOOD MULCH (3" DEPTH) | CY | 670 | 65 | 43550 | 60 | 40200 | 65 | 43550 | 60 | 40200 | 60 | 40200 | 70 | 46900 | 76 | 50920 | 114.88 | 76969.6
85 | REPAIR SEEDING AND MULCHING (RESIDENTIAL AND URBAN AREA SEED) | SY | 100 | 1 | 100 | 0.95 | 95 | 1.5 | 150 | 1 | 100 | 1 | 100 | 1 | 100 | 2 | 200 | 1.47 | 147
DRAINAGE |  |  |  |  | 0 |  | 0 |  | 0 |  | 0 |  | 0 |  | 0 |  | 0 |  | 0
86 | 6" PVC FOR ROMTEC BUILDING CONNECTION INCL. CLEANOUTS & FITTINGS | LF | 201 | 23 | 4623 | 52 | 10452 | 35 | 7035 | 50 | 10050 | 35 | 7035 | 70 | 14070 | 14 | 2814 | 68.74 | 13816.74
87 | LOW STRENGTH MORTAR BACKFILL | CY | 118 | 94 | 11092 | 131 | 15458 | 115 | 13570 | 80 | 9440 | 150 | 17700 | 162 | 19116 | 158 | 18644 | 175.51 | 20710.18
88 | ROCK CHANNEL PROTECTION TYPE C WITH FILTER FABRIC TYPE 'B' | CY | 38 | 165 | 6270 | 105 | 3990 | 140 | 5320 | 149 | 5662 | 105 | 3990 | 120 | 4560 | 140 | 5320 | 142.23 | 5404.74
89 | CONCRETE HEADWALL ODOT HW-2.1 HALF HEIGHT | EACH | 11 | 1100 | 12100 | 854 | 9394 | 600 | 6600 | 750 | 8250 | 1100 | 12100 | 1340 | 14740 | 600 | 6600 | 5888.85 | 64777.35
90 | 18" NYLOPLAST YARD DRAIN | EACH | 25 | 1600 | 40000 | 2042 | 51050 | 1500 | 37500 | 240 | 6000 | 1600 | 40000 | 1750 | 43750 | 1650 | 41250 | 2159.34 | 53983.5
91 | 6" PVC STORM SEWER | LF | 302 | 23 | 6946 | 32 | 9664 | 32 | 9664 | 60 | 18120 | 35 | 10570 | 62 | 18724 | 17 | 5134 | 84.84 | 25621.68
92 | 6” PERFORATED PVC STORM SEWER | LF | 81 | 23 | 1863 | 35 | 2835 | 32 | 2592 | 59 | 4779 | 35 | 2835 | 46 | 3726 | 22 | 1782 | 160.15 | 12972.15
93 | 12" HDPE STORM SEWER | LF | 1693 | 32 | 54176 | 49 | 82957 | 72 | 121896 | 65 | 110045 | 45 | 76185 | 50 | 84650 | 60 | 101580 | 52.02 | 88069.86
94 | 18" HDPE STORM SEWER | LF | 719 | 47 | 33793 | 65 | 46735 | 76 | 54644 | 75 | 53925 | 70 | 50330 | 54 | 38826 | 80 | 57520 | 82.95 | 59641.05
95 | 15” RCP STORM SEWER | LF | 33 | 69 | 2277 | 107 | 3531 | 130 | 4290 | 109 | 3597 | 100 | 3300 | 85 | 2805 | 75 | 2475 | 393.61 | 12989.13
96 | 24" HDPE STORM SEWER | LF | 173 | 63 | 10899 | 82 | 14186 | 90 | 15570 | 86 | 14878 | 95 | 16435 | 70 | 12110 | 105 | 18165 | 160.52 | 27769.96
97 | CATCH BASIN ODOT 2-2B | EACH | 3 | 1800 | 5400 | 2450 | 7350 | 2100 | 6300 | 1100 | 3300 | 4000 | 12000 | 1500 | 4500 | 1200 | 3600 | 3155.68 | 9467.04
98 | CATCH BASIN ODOT 2-3 | EACH | 1 | 2200 | 2200 | 3500 | 3500 | 2500 | 2500 | 1200 | 1200 | 4500 | 4500 | 2700 | 2700 | 2600 | 2600 | 3170.05 | 3170.05
99 | ODOT DM 1.1 WITH CONCRETE MAT | EACH | 2 | 800 | 1600 | 1550 | 3100 | 600 | 1200 | 400 | 800 | 2000 | 4000 | 1700 | 3400 | 800 | 1600 | 4256.54 | 8513.08
100 | FRENCH DRAIN | LF | 337 | 23 | 7751 | 21.5 | 7245.5 | 25 | 8425 | 29 | 9773 | 35 | 11795 | 58 | 19546 | 10 | 3370 | 56.43 | 19016.91
101 | CONNECTION OF EXISTING DRAINAGE CONDUITS | LF | 100 | 12 | 1200 | 50 | 5000 | 18 | 1800 | 29 | 2900 | 35 | 3500 | 58 | 5800 | 30 | 3000 | 340.44 | 34044
102 | 6” UNDERDRAIN COMPLETE | LF | 200 | 18 | 3600 | 30 | 6000 | 12 | 2400 | 29 | 5800 | 95 | 19000 | 40 | 8000 | 13 | 2600 | 55.61 | 11122
SANITARY |  |  |  |  | 0 |  | 0 |  | 0 |  | 0 |  | 0 |  | 0 |  | 0 |  | 0
103 | CONNECT TO EXISTING SEWER | EACH | 5 | 1500 | 7500 | 3000 | 15000 | 875 | 4375 | 2700 | 13500 | 105 | 525 | 2800 | 14000 | 1000 | 5000 | 2437.14 | 12185.7
104 | 8" SANITARY SEWER SDR 35 W/ PREMIUM BACKFILL AND ROCK REMOVAL | LF | 446 | 175 | 78050 | 160 | 71360 | 160 | 71360 | 75 | 33450 | 86 | 38356 | 83 | 37018 | 125 | 55750 | 81.64 | 36411.44
105 | 8" SANITARY SEWER SDR 35 W/ PREMIUM BACKFILL | LF | 1284 | 73 | 93732 | 110 | 141240 | 120 | 154080 | 75 | 96300 | 75 | 96300 | 83 | 106572 | 80 | 102720 | 81.31 | 104402.04
106 | 8" SANITARY SEWER SDR 35 W/ STANDARD BACKFILL | LF | 153 | 43 | 6579 | 40 | 6120 | 65 | 9945 | 69 | 10557 | 60 | 9180 | 40 | 6120 | 48 | 7344 | 111.48 | 17056.44
107 | WYE CONNECTIONS AT MAIN LINES | EACH | 29 | 225 | 6525 | 172 | 4988 | 300 | 8700 | 50 | 1450 | 100 | 2900 | 300 | 8700 | 50 | 1450 | 2166.45 | 62827.05
108 | 4" SEWER LATERALS W/ STANDARD BACKFILL-COMPLETE INCL CLEANOUTS, WYES, SANITARY HOOKUP ASSEMBLY & CONC. COLLARS | LF | 5483 | 28 | 153524 | 53 | 290599 | 48 | 263184 | 50 | 274150 | 46 | 252218 | 35 | 191905 | 31 | 169973 | 33.24 | 182254.92
109 | 4" SEWER LATERALS W/ PREMIUM BACKFILL-COMPLETE INCL CLEANOUTS, WYES, SANITARY HOOKUP ASSEMBLY & CONC. COLLARS | LF | 460 | 65 | 29900 | 111 | 51060 | 95 | 43700 | 84 | 38640 | 50 | 23000 | 75 | 34500 | 59 | 27140 | 62.43 | 28717.8
110 | SANITARY SEWER PRECAST MANHOLE | EACH | 13 | 3400 | 44200 | 3800 | 49400 | 2100 | 27300 | 2750 | 35750 | 4500 | 58500 | 2600 | 33800 | 3500 | 45500 | 10281.91 | 133664.83
111 | SANITARY CLEANOUTS | EACH | 7 | 230 | 1610 | 430 | 3010 | 300 | 2100 | 700 | 4900 | 725 | 5075 | 3000 | 21000 | 1200 | 8400 | 2363.07 | 16541.49
112 | ROMTEC AND DUMP STATION 4" SEWER W/ PREMIUM BACKFILL-COMPLETE INCL WYES AND FITTINGS | LF | 627 | 47 | 29469 | 105 | 65835 | 90 | 56430 | 51 | 31977 | 45 | 28215 | 80 | 50160 | 50 | 31350 | 25.84 | 16201.68
WATER |  |  |  |  | 0 |  | 0 |  | 0 |  | 0 |  | 0 |  | 0 |  | 0 |  | 0
114 | 4" WATER MAIN W/ PREMIUM BACKFILL INCL FITTINGS & THRUST BLOCKING | LF | 395 | 33 | 13035 | 64 | 25280 | 55 | 21725 | 45 | 17775 | 50 | 19750 | 58 | 22910 | 45 | 17775 | 77.97 | 30798.15
115 | 2" WATER MAIN W/ PREMIUM BACKFILL INCL FITTINGS & THRUST BLOCKING | LF | 2590 | 28 | 72520 | 54 | 139860 | 45 | 116550 | 42 | 108780 | 48 | 124320 | 69 | 178710 | 30 | 77700 | 24.15 | 62548.5
116 | 2" WATER MAIN W/ STANDARD BACKFILL INCL FITTINGS & THRUST BLOCKING | LF | 45 | 22 | 990 | 26 | 1170 | 40 | 1800 | 30 | 1350 | 45 | 2025 | 40 | 1800 | 20 | 900 | 185.15 | 8331.75
117 | 4" VALVE | EACH | 2 | 975 | 1950 | 1600 | 3200 | 850 | 1700 | 900 | 1800 | 1100 | 2200 | 1200 | 2400 | 300 | 600 | 3476.63 | 6953.26
118 | 2" VALVE | EACH | 8 | 850 | 6800 | 870 | 6960 | 750 | 6000 | 700 | 5600 | 1000 | 8000 | 900 | 7200 | 200 | 1600 | 241.28 | 1930.24
119 | FLUSH HYDRANT COMPLETE | EACH | 8 | 3900 | 31200 | 3200 | 25600 | 3000 | 24000 | 4300 | 34400 | 2000 | 16000 | 3000 | 24000 | 1400 | 11200 | 8290.01 | 66320.08
120 | YARD HYDRANT - FROST FREE COMPLETE | EACH | 1 | 1400 | 1400 | 1650 | 1650 | 1250 | 1250 | 2000 | 2000 | 1600 | 1600 | 1300 | 1300 | 1500 | 1500 | 5644.76 | 5644.76
121 | RV YARD HYDRANT - FROST FREE COMPLETE | EACH | 14 | 1400 | 19600 | 1650 | 23100 | 1350 | 18900 | 2000 | 28000 | 1750 | 24500 | 1600 | 22400 | 500 | 7000 | 3138.46 | 43938.44
122 | RV YARD HYDRANT - STANDARD COMPLETE | EACH | 88 | 775 | 68200 | 820 | 72160 | 650 | 57200 | 1000 | 88000 | 1050 | 92400 | 1000 | 88000 | 500 | 44000 | 1009.41 | 88828.08
123 | 1" WATER SERVICE LATERALS (RV SITES) W/ PREIMIUM BACKFILL INCL CURB BOX | LF | 1203 | 35 | 42105 | 52 | 62556 | 36 | 43308 | 40 | 48120 | 41 | 49323 | 80 | 96240 | 35 | 42105 | 16.58 | 19945.74
124 | 1" WATER SERVICE LATERALS (RV SITES) W/STANDARD BACKFILL INCL CURB BOX | LF | 4405 | 23 | 101315 | 25 | 110125 | 24 | 105720 | 30 | 132150 | 20 | 88100 | 30 | 132150 | 25 | 110125 | 9.42 | 41495.1
125 | 1" WATER SERVICE LATERALS W/PREMIUM BACKFILL INCL CURB BOX | LF | 20 | 35 | 700 | 53 | 1060 | 42 | 840 | 40 | 800 | 50 | 1000 | 80 | 1600 | 51 | 1020 | 112.43 | 2248.6
126 | 1" WATER SERVICE LATERALS W/STANDARD BACKFILL INCL CURB BOX | LF | 31 | 23 | 713 | 25 | 775 | 28 | 868 | 30 | 930 | 40 | 1240 | 60 | 1860 | 52 | 1612 | 68.84 | 2134.04
127 | EXISTING WATER MAIN TAP CONNECTION | EACH | 4 | 700 | 2800 | 80 | 320 | 2000 | 8000 | 1000 | 4000 | 2600 | 10400 | 2800 | 11200 | 1865 | 7460 | 2742.63 | 10970.52
128 | EXISTING WATER MAIN EXTENSION CONNECTION | EACH | 3 | 400 | 1200 | 800 | 2400 | 800 | 2400 | 1000 | 3000 | 1150 | 3450 | 2800 | 8400 | 2600 | 7800 | 2244.43 | 6733.29
PAVEMENT & SITE AMENITIES |  |  |  |  | 0 |  | 0 |  | 0 |  | 0 |  | 0 |  | 0 |  | 0 |  | 0
129A | REMOVE AND REINSTALL ADA PARKING SIGN W/POST AND BASE | EACH | 2 | 107 | 214 | 880 | 1760 | 600 | 1200 | 250 | 500 | 375 | 750 | 400 | 800 | 330 | 660 | 1361.34 | 2722.68
129B | REMOVE AND REINSTALL PRECAST CONCRETE WHEELSTOP 6' LONG | EACH | 8 | 285 | 2280 | 165 | 1320 | 130 | 1040 | 250 | 2000 | 80 | 640 | 400 | 3200 | 220 | 1760 | 179.53 | 1436.24
129C | CHAIN LINK FENCE - COMPLETE IN PLACE | LF | 302 | 58 | 17516 | 31 | 9362 | 56 | 16912 | 43 | 12986 | 52 | 15704 | 72 | 21744 | 75 | 22650 | 60 | 18120
130 | ODOT 204 SUBGRADE COMPACTION - STAGING GRAVEL PAVEMENT | SY | 720 | 1.25 | 900 | 1.2 | 864 | 1 | 720 | 1 | 720 | 0.9 | 648 | 1 | 720 | 1 | 720 | 37.61 | 27079.2
131 | 6" ODOT 304 AGGREGATE BASE - STAGING GRAVEL PAVEMENT | CY | 120 | 81 | 9720 | 85 | 10200 | 73 | 8760 | 45 | 5400 | 68 | 8160 | 95 | 11400 | 60 | 7200 | 82.22 | 9866.4
132 | ODOT 204 SUBGRADE COMPACTION - GRAVEL PAVEMENT | SY | 8 | 11 | 88 | 24 | 192 | 15 | 120 | 2 | 16 | 0.9 | 7.2 | 1 | 8 | 1 | 8 | 78.14 | 625.12
133 | 6" ODOT 304 AGGREGATE BASE - GRAVEL PAVEMENT | CY | 2 | 87 | 174 | 166 | 332 | 145 | 290 | 45 | 90 | 68 | 136 | 115 | 230 | 60 | 120 | 625.15 | 1250.3
134 | ODOT 204 SUBGRADE COMPACTION- CAMPSITES | SY | 14106 | 1.25 | 17632.5 | 1.6 | 22569.6 | 1 | 14106 | 1 | 14106 | 0.9 | 12695.4 | 1 | 14106 | 1 | 14106 | 4.44 | 62630.64
135 | 4" ODOT ITEM 304, AGGREGATE BASE - CAMPSITES | CY | 1552 | 83 | 128816 | 105 | 162960 | 80 | 124160 | 45 | 69840 | 80 | 124160 | 100 | 155200 | 64 | 99328 | 305.51 | 474151.52
136 | 5" ODOT ITEM 452, CLASS QCI CONCRETE INCLUDING SAWCUT JOINTS - CAMPSITES | SY | 14106 | 40.5 | 571293 | 40 | 564240 | 44 | 620664 | 44.5 | 627717 | 45 | 634770 | 50 | 705300 | 40 | 564240 | 25.26 | 356317.56
137 | 3" ODOT ITEM 411 - STABILIZED CRUSHED AGGREGATE SHOULDER. | CY | 69 | 135 | 9315 | 155 | 10695 | 95 | 6555 | 112 | 7728 | 80 | 5520 | 80 | 5520 | 82 | 5658 | 150.09 | 10356.21
138 | ODOT 204 SUBGRADE COMPACTION - ROAD | SY | 9236 | 1.25 | 11545 | 1.3 | 12006.8 | 1 | 9236 | 1 | 9236 | 0.9 | 8312.4 | 1 | 9236 | 1 | 9236 | 4.44 | 41007.84
139 | 4" ODOT ITEM 301, ASPHALT CONCRETE BASE - ROAD | CY | 1016 | 157 | 159512 | 145 | 147320 | 203 | 206248 | 194 | 197104 | 175 | 177800 | 200 | 203200 | 155 | 157480 | 284.55 | 289102.8
140 | 6" ODOT ITEM 304, AGGREGATE BASE - ROAD | CY | 1539 | 88 | 135432 | 85 | 130815 | 68 | 104652 | 66 | 101574 | 65 | 100035 | 100 | 153900 | 55 | 84645 | 90.87 | 139848.93
141 | ODOT ITEM 407 TACK COAT (0.075 GAL/SY) - ROAD | GAL | 693 | 3 | 2079 | 3 | 2079 | 6 | 4158 | 6 | 4158 | 3 | 2079 | 3 | 2079 | 4 | 2772 | 8.78 | 6084.54
142 | 1.25" ODOT ITEM 441, ASPHALT CONCRETE SURFACE COURSE TYPE 1, MEDIUM, PG 64-22 - ROAD | CY | 321 | 195 | 62595 | 180 | 57780 | 229 | 73509 | 218 | 69978 | 185 | 59385 | 250 | 80250 | 210 | 67410 | 321.3 | 103137.3
143 | 1.75" ODOT ITEM 441, ASPHALT CONCRETE INTERMEDIATE COURSE TYPE 2, MEDIUM, PG 62-22 - ROAD | CY | 449 | 178 | 79922 | 165 | 74085 | 214 | 96086 | 204 | 91596 | 185 | 83065 | 230 | 103270 | 190 | 85310 | 281.4 | 126348.6
144 | ODOT 204 SUBGRADE COMPACTION - ASPHALT PAVEMENT | SY | 1089 | 1.25 | 1361.25 | 1.3 | 1415.7 | 1 | 1089 | 1 | 1089 | 0.9 | 980.1 | 1 | 1089 | 1 | 1089 | 9.81 | 10683.09
145 | 4" ODOT ITEM 301, ASPHALT CONCRETE BASE - ASPHALT PAVEMENT | CY | 120 | 157 | 18840 | 145 | 17400 | 204 | 24480 | 194 | 23280 | 200 | 24000 | 230 | 27600 | 220 | 26400 | 434.44 | 52132.8
146 | 6" ODOT ITEM 304, AGGREGATE BASE - ASPHALT PAVEMENT | CY | 182 | 88 | 16016 | 85 | 15470 | 68 | 12376 | 66 | 12012 | 65 | 11830 | 70 | 12740 | 60 | 10920 | 118.92 | 21643.44
147 | ODOT ITEM 407 TACK COAT (0.075 GAL/SY) - ASPHALT PAVEMENT | GAL | 82 | 3 | 246 | 3 | 246 | 6 | 492 | 6 | 492 | 3 | 246 | 3 | 246 | 4 | 328 | 30.24 | 2479.68
148 | 1.25" ODOT ITEM 441, ASPHALT CONCRETE SURFACE COURSE TYPE 1, MEDIUM, PG 64-22 - ASPHALT PAVEMENT | CY | 38 | 195 | 7410 | 180 | 6840 | 229 | 8702 | 218 | 8284 | 185 | 7030 | 300 | 11400 | 320 | 12160 | 589.38 | 22396.44
149 | 1.75" ODOT ITEM 441, ASPHALT CONCRETE INTERMEDIATE COURSE TYPE 2, MEDIUM, PG 62-22 - ASPHALT PAVEMENT | CY | 53 | 178 | 9434 | 165 | 8745 | 214 | 11342 | 204 | 10812 | 185 | 9805 | 280 | 14840 | 300 | 15900 | 461.63 | 24466.39
150 | 4" CONCRETE PAVEMENT - CONCRETE WALK W/ W.W.F. | SF | 14496 | 6 | 86976 | 6 | 86976 | 4.75 | 68856 | 5.75 | 83352 | 5.75 | 83352 | 7 | 101472 | 6.25 | 90600 | 5.7 | 82627.2
151 | 4" AGGREGATE BASE - CONCRETE WALK | CY | 179 | 94 | 16826 | 90 | 16110 | 90 | 16110 | 60 | 10740 | 175 | 31325 | 92 | 16468 | 60 | 10740 | 101.2 | 18114.8
152 | SUBGRADE COMPACTION - CONCRETE WALK | SY | 1611 | 1.25 | 2013.75 | 5 | 8055 | 5 | 8055 | 1 | 1611 | 5 | 8055 | 1 | 1611 | 1 | 1611 | 5.23 | 8425.53
153 | PRECAST CONCRETE WHEELSTOP 6' LONG | EACH | 40 | 130 | 5200 | 140 | 5600 | 130 | 5200 | 64 | 2560 | 85 | 3400 | 135 | 5400 | 200 | 8000 | 190.14 | 7605.6
154A | PRECAST CONCRETE WHEELSTOP 8' LONG (FURNISHED AND INSTALLED) | EACH | 4 | 180 | 720 | 160 | 640 | 190 | 760 | 89 | 356 | 90 | 360 | 200 | 800 | 250 | 1000 | 221.63 | 886.52
154B | PRECAST CONCRETE WHEELSTOP 8' LONG INSTALLED (PROVIDED BY OWNER) | EACH | 98 | 65 | 6370 | 70 | 6860 | 85 | 8330 | 80 | 7840 | 30 | 2940 | 70 | 6860 | 100 | 9800 | 117.24 | 11489.52
155 | TRASH ENCLOSURE - COMPLETE IN PLACE INCL CONCRETE PAD | EACH | 2 | 22250 | 44500 | 26000 | 52000 | 16300 | 32600 | 28215 | 56430 | 32000 | 64000 | 37000 | 74000 | 25000 | 50000 | 13933.81 | 27867.62
156 | ADA PARKING SIGN W/POST AND BASE | EACH | 4 | 750 | 3000 | 1200 | 4800 | 580 | 2320 | 200 | 800 | 1000 | 4000 | 600 | 2400 | 750 | 3000 | 522.5 | 2090
157 | TRAFFIC SIGNS (FURNISHED AND INSTALLED) | EACH | 20 | 485 | 9700 | 500 | 10000 | 160 | 3200 | 250 | 5000 | 5500 | 110000 | 350 | 7000 | 300 | 6000 | 84.55 | 1691
158A | PAINTED STRIPE - 4" | LF | 2413 | 0.8 | 1930.4 | 9 | 21717 | 9.5 | 22923.5 | 1.5 | 3619.5 | 4.2 | 10134.6 | 10 | 24130 | 10 | 24130 | 0.54 | 1303.02
158B | PAINTED STRIPE - 6" | LF | 215 | 1.2 | 258 | 40 | 8600 | 42 | 9030 | 2 | 430 | 6.2 | 1333 | 50 | 10750 | 45 | 9675 | 0.78 | 167.7
158C | PAINTED STRIPE - 8" | LF | 271 | 1.6 | 433.6 | 53 | 14363 | 55 | 14905 | 2.5 | 677.5 | 8.2 | 2222.2 | 62 | 16802 | 56 | 15176 | 1.14 | 308.94
159 | PAVMENT MARKINGS (LETTERING) | EACH | 49 | 50 | 2450 | 535 | 26215 | 565 | 27685 | 75 | 3675 | 90 | 4410 | 630 | 30870 | 600 | 29400 | 6.14 | 300.86
160 | ADA STALL MARKING | EACH | 6 | 92 | 552 | 385 | 2310 | 405 | 2430 | 125 | 750 | 600 | 3600 | 460 | 2760 | 400 | 2400 | 36.86 | 221.16
161 | DIRECTIONAL PAVEMENT MARKINGS | EACH | 51 | 50 | 2550 | 250 | 12750 | 265 | 13515 | 75 | 3825 | 190 | 9690 | 300 | 15300 | 265 | 13515 | 34.4 | 1754.4
162 | RV DUMP STATION - COMPLETE IN PLACE (TOWER TO BE PROVIDED BY OWNER) | EACH | 1 | 6000 | 6000 | 3500 | 3500 | 2000 | 2000 | 1600 | 1600 | 5800 | 5800 | 8900 | 8900 | 7500 | 7500 | 6938.21 | 6938.21
163 | MWCD SURVEY CONTROL MONUMENT | EACH | 1 | 1000 | 1000 | 2100 | 2100 | 1500 | 1500 | 500 | 500 | 600 | 600 | 850 | 850 | 1250 | 1250 | 3071.54 | 3071.54
164 | BAG TOSS SET - COMPLETE IN PLACE (Set Includes two boards and 8 bags.) | EACH | 2 | 3200 | 6400 | 2800 | 5600 | 1900 | 3800 | 1200 | 2400 | 1000 | 2000 | 240 | 480 | 315 | 630 | 476.26 | 952.52
165 | VOLLEYBALL COURT - INCLUDING CURBING, SAND, GRAVEL BASE, UNDERDRAIN, FABRIC, AND OUTDOOR VOLLEYBALL PACKAGE | LUMP | 1 | 62000 | 62000 | 43500 | 43500 | 22500 | 22500 | 18932 | 18932 | 42000 | 42000 | 23000 | 23000 | 15000 | 15000 | 30038.76 | 30038.76
166 | INTEGRAL CURB AND WALK | SF | 2356 | 6.5 | 15314 | 11 | 25916 | 4.75 | 11191 | 10.25 | 24149 | 13 | 30628 | 12 | 28272 | 10 | 23560 | 13.05 | 30745.8
167 | CONCRETE CURBED ISLAND | SF | 213 | 37 | 7881 | 29 | 6177 | 23 | 4899 | 27.25 | 5804.25 | 31 | 6603 | 32 | 6816 | 23 | 4899 | 58.6 | 12481.8
168 | CONCRETE BOLLARD | EACH | 3 | 465 | 1395 | 2500 | 7500 | 350 | 1050 | 700 | 2100 | 710 | 2130 | 830 | 2490 | 278 | 834 | 1187.15 | 3561.45
169 | ADA RAMPS | EACH | 4 | 1520 | 6080 | 575 | 2300 | 720 | 2880 | 795 | 3180 | 890 | 3560 | 940 | 3760 | 265 | 1060 | 2156.24 | 8624.96
170 | CONCRETE STAIRS WITH HANDRAILING | LF | 36 | 415 | 14940 | 1300 | 46800 | 920 | 33120 | 815 | 29340 | 850 | 30600 | 1180 | 42480 | 165 | 5940 | 621.89 | 22388.04
171 | 1.25" ODOT ITEM 441, ASPHALT CONCRETE SURFACE COURSE TYPE 1, MEDIUM, PG 64-22 - SURFACE COURSE FOR PHASE I | CY | 92 | 195 | 17940 | 180 | 16560 | 229 | 21068 | 218 | 20056 | 200 | 18400 | 255 | 23460 | 265 | 24380 | 394.98 | 36338.16
172 | ODOT ITEM 407 TACK COAT (0.075 GAL/SY) – FOR SURFACE COURSE FOR PHASE 1 | GAL | 166 | 3 | 498 | 3 | 498 | 7 | 1162 | 7 | 1162 | 3 | 498 | 3 | 498 | 3.5 | 581 | 13.32 | 2211.12
173 | 3" ODOT ITEM 411 - STABILIZED CRUSHED AGGREGATE SHOULDER– FOR SURFACE COURSE FOR PHASE 1 | CY | 18 | 135 | 2430 | 155 | 2790 | 95 | 1710 | 112 | 2016 | 80 | 1440 | 125 | 2250 | 82 | 1476 | 350.58 | 6310.44
174 | ODOT NO. 1’s AND 2’s | CY | 100 | 83 | 8300 | 67 | 6700 | 56 | 5600 | 136 | 13600 | 80 | 8000 | 135 | 13500 | 58 | 5800 | 134.06 | 13406
175 | BIAXIAL GEOGRID (TENSAR BX1200) | SY | 200 | 5.5 | 1100 | 5.5 | 1100 | 2.8 | 560 | 4.5 | 900 | 3.5 | 700 | 5 | 1000 | 2.5 | 500 | 43.31 | 8662
WATERWAY AMENITIES |  |  |  |  | 0 |  | 0 |  | 0 |  | 0 |  | 0 |  | 0 |  | 0 |  | 0
176 | ABUTMENT, COMPLETE (CLUSTER DOCKS) | EACH | 2 | 8150 | 16300 | 5500 | 11000 | 5500 | 11000 | 7800 | 15600 | 10000 | 20000 | 10000 | 20000 | 5000 | 10000 | 9099.85 | 18199.7
177 | FLOATING DOCKS (BOAT RAMP BOARDING DOCK) | SF | 360 | 90 | 32400 | 162 | 58320 | 98.5 | 35460 | 140 | 50400 | 85 | 30600 | 77 | 27720 | 425 | 153000 | 136.72 | 49219.2
178 | ANCHOR PILES (BOAT RAMP BOARDING DOCK) | EACH | 2 | 32000 | 64000 | 27000 | 54000 | 3000 | 6000 | 6450 | 12900 | 8000 | 16000 | 30000 | 60000 | 105000 | 210000 | 4607.31 | 9214.62
179 | BOAT RAMP COMPLETE - IN PLACE | EACH | 1 | 96000 | 96000 | 91000 | 91000 | 135500 | 135500 | 89900 | 89900 | 105000 | 105000 | 115000 | 115000 | 100000 | 100000 | 74412.17 | 74412.17
180 | SCOUR PROTECTION STONE | TON | 350 | 56 | 19600 | 60 | 21000 | 90 | 31500 | 126.45 | 44257.5 | 60 | 21000 | 57 | 19950 | 50 | 17500 | 77.97 | 27289.5
ELECTRICAL SITE |  |  |  |  | 0 |  | 0 |  | 0 |  | 0 |  | 0 |  | 0 |  | 0 |  | 0
182 | Padmount, Oil-Filled, Transformer, 50 kVA, 7200V-120/240V, 1-phase, outdoor | EACH | 3 | 7250 | 21750 | 8063 | 24189 | 8500 | 25500 | 8060 | 24180 | 8200 | 24600 | 10000 | 30000 | 8500 | 25500 | 4300.16 | 12900.48
183 | Padmount, Oil-Filled, Transformer, 75 kVA, 7200V-120/240V, 1-phase, outdoor | EACH | 7 | 7700 | 53900 | 8538 | 59766 | 9000 | 63000 | 8540 | 59780 | 8700 | 60900 | 10000 | 70000 | 9000 | 63000 | 4563.43 | 31944.01
184 | Padmount, Oil-Filled, Transformer, 100 kVA, 7200V-120/240V, 1-phase, outdoor | EACH | 4 | 8400 | 33600 | 9293 | 37172 | 9800 | 39200 | 9300 | 37200 | 9400 | 37600 | 11000 | 44000 | 9800 | 39200 | 5682.97 | 22731.88
185 | Padmount, Oil-Filled, Transformer, 167 kVA, 7200V-120/240V, 1-phase, outdoor | EACH | 1 | 10200 | 10200 | 11292 | 11292 | 11900 | 11900 | 11300 | 11300 | 11400 | 11400 | 13000 | 13000 | 12000 | 12000 | 8600.32 | 8600.32
186 | FIBERGLASS BOX PAD, OUTDOOR, (Padmount Transformer, single phase) | EACH | 15 | 702 | 10530 | 780 | 11700 | 825 | 12375 | 780 | 11700 | 800 | 12000 | 1000 | 15000 | 900 | 13500 | 704.42 | 10566.3
187 | COPPER LUGS FOR TRANSFORMER | EACH | 60 | 40 | 2400 | 44.4 | 2664 | 47 | 2820 | 45 | 2700 | 45 | 2700 | 52 | 3120 | 47 | 2820 | 139.25 | 8355
188 | SECTIONALIZING CABINET, 15KV, 3-phase, outdoor, w/ 4-point multi-point junctions | EACH | 2 | 4050 | 8100 | 4496.4 | 8992.8 | 4750 | 9500 | 4500 | 9000 | 4600 | 9200 | 5300 | 10600 | 4725 | 9450 | 3501.56 | 7003.12
189 | FIBERGLASS BOX PAD, OUTDOOR, ( for mounting Sectionalizing Cabinet) | EACH | 2 | 1900 | 3800 | 2096.4 | 4192.8 | 2200 | 4400 | 2100 | 4200 | 2200 | 4400 | 2500 | 5000 | 4500 | 9000 | 1842.93 | 3685.86
190 | LOADBREAK ELBOW, 15kV, 200A w/15kV TERMINATOR | EACH | 44 | 378 | 16632 | 420 | 18480 | 445 | 19580 | 420 | 18480 | 424 | 18656 | 500 | 22000 | 450 | 19800 | 335.08 | 14743.52
191 | LOADBREAK ELBOW w/Elastimold EFX 083 045 –E Fuse, 8.3kV, 65A, TERMINATOR | EACH | 3 | 1522 | 4566 | 1692 | 5076 | 1800 | 5400 | 1692 | 5076 | 1710 | 5130 | 2000 | 6000 | 1800 | 5400 | 1720.06 | 5160.18
192 | FAULT INDICATOR, 15kV, 200A, Capacative Test Point Type | EACH | 47 | 400 | 18800 | 444 | 20868 | 475 | 22325 | 444 | 20868 | 450 | 21150 | 525 | 24675 | 467 | 21949 | 496.68 | 23343.96
193 | ARRESTER, 15kV, 200A | EACH | 10 | 340 | 3400 | 376.8 | 3768 | 400 | 4000 | 377 | 3770 | 385 | 3850 | 450 | 4500 | 400 | 4000 | 399.3 | 3993
194 | INSULATED CAP, 15kV, 200A | EACH | 7 | 80 | 560 | 88.8 | 621.6 | 94 | 658 | 89 | 623 | 90 | 630 | 100 | 700 | 95 | 665 | 368.59 | 2580.13
195 | H-FRAME ASSEMBLY, (Unistrut Electrical equipment structure) | EACH | 16 | 4780 | 76480 | 5312.4 | 84998.4 | 5600 | 89600 | 5312 | 84992 | 5400 | 86400 | 6300 | 100800 | 5600 | 89600 | 2741.35 | 43861.6
196 | ELECTRICAL SUPPORTING STRUCTURE & HARDWARE - H-FRAMES | EACH | 16 | 256 | 4096 | 284.4 | 4550.4 | 300 | 4800 | 285 | 4560 | 290 | 4640 | 340 | 5440 | 300 | 4800 | 161.26 | 2580.16
197 | SHORT CIRCUIT EVALUATION / ARC FLASH STUDY | LUMP | 1 | 7820 | 7820 | 8690.4 | 8690.4 | 9200 | 9200 | 8691 | 8691 | 8800 | 8800 | 10300 | 10300 | 9200 | 9200 | 14743.39 | 14743.39
198A | FUSED DISCONNECT SWITCH, 30A, 120/240V, 1PH, 3W, NEMA 3R (with fuses) | EACH | 1 | 375 | 375 | 416.4 | 416.4 | 440 | 440 | 416 | 416 | 425 | 425 | 500 | 500 | 500 | 500 | 156.23 | 156.23
198B | FUSED DISCONNECT SWITCH, 100A, 120/240V, 1PH, 3W, NEMA 3R (with fuses) | EACH | 20 | 1040 | 20800 | 1148.4 | 22968 | 1200 | 24000 | 1149 | 22980 | 1200 | 24000 | 1360 | 27200 | 1200 | 24000 | 614.31 | 12286.2
199 | FUSED DISCONNECT SWITCH, 200A, 120/240V, 1PH, 3W, NEMA 3R (with fuses) | EACH | 26 | 1250 | 32500 | 1386 | 36036 | 1460 | 37960 | 1386 | 36036 | 1400 | 36400 | 1650 | 42900 | 1500 | 39000 | 897.84 | 23343.84
200 | FUSED DISCONNECT SWITCH, 600A, 120/240V, 1PH, 3W, NEMA 3R (with fuses) | EACH | 1 | 4045 | 4045 | 4492.8 | 4492.8 | 4700 | 4700 | 4493 | 4493 | 4600 | 4600 | 5320 | 5320 | 4800 | 4800 | 3685.85 | 3685.85
201 | PANELBOARD, 100A, 120/240V, 1PH, 3W, NEMA 3R w/ MAIN CIRCUIT BREAKER | EACH | 7 | 1460 | 10220 | 1620 | 11340 | 1800 | 12600 | 1620 | 11340 | 1700 | 11900 | 1900 | 13300 | 1800 | 12600 | 1667.42 | 11671.94
202 | WIRE, 600V 75 DEGREE C THHN/THWN, #10 COPPER CONDUCTOR | LF | 11670 | 0.75 | 8752.5 | 0.84 | 9802.8 | 0.9 | 10503 | 1 | 11670 | 0.9 | 10503 | 1 | 11670 | 1 | 11670 | 2.81 | 32792.7
203 | WIRE, 600V 75 DEGREE C THHN/THWN, #8 COPPER CONDUCTOR | LF | 11135 | 1.2 | 13362 | 1.32 | 14698.2 | 1.4 | 15589 | 2 | 22270 | 1.35 | 15032.25 | 2 | 22270 | 1.5 | 16702.5 | 3.44 | 38304.4
204 | WIRE, 600V 75 DEGREE C THHN/THWN, #6 COPPER CONDUCTOR | LF | 5597 | 1.5 | 8395.5 | 1.68 | 9402.96 | 1.8 | 10074.6 | 1.7 | 9514.9 | 1.75 | 9794.75 | 2 | 11194 | 2 | 11194 | 3.32 | 18582.04
205 | WIRE, 600V 75 DEGREE C THHN/THWN, #2 COPPER CONDUCTOR | LF | 8804 | 2.6 | 22890.4 | 2.88 | 25355.52 | 3 | 26412 | 2.9 | 25531.6 | 3 | 26412 | 3.5 | 30814 | 3 | 26412 | 4.79 | 42171.16
206 | WIRE, 600V 75 DEGREE C THHN/THWN, #1 COPPER CONDUCTOR | LF | 160 | 3 | 480 | 3.42 | 547.2 | 3.6 | 576 | 3.5 | 560 | 3.5 | 560 | 3 | 480 | 3.75 | 600 | 15.36 | 2457.6
207 | WIRE, 600V 75 DEGREE C THHN/THWN, #1/0 COPPER CONDUCTOR | LF | 17576 | 3.7 | 65031.2 | 4.08 | 71710.08 | 4.3 | 75576.8 | 4 | 70304 | 4.25 | 74698 | 5 | 87880 | 5 | 87880 | 6.06 | 106510.56
208 | WIRE, 600V 75 DEGREE C THHN/THWN, 350 kcmil COPPER CONDUCTOR | LF | 500 | 9.7 | 4850 | 10.74 | 5370 | 11.3 | 5650 | 11 | 5500 | 10.9 | 5450 | 2.5 | 1250 | 11 | 5500 | 15.97 | 7985
209 | CABLE, 15KV, #2 Solid Alum., 1-phase, full JCN, 133% rated | LF | 6400 | 5.5 | 35200 | 6.13 | 39232 | 6.5 | 41600 | 6 | 38400 | 6.25 | 40000 | 12.5 | 80000 | 6.5 | 41600 | 7.19 | 46016
210A | CONDUIT PVC SCH 40, 1.00", INCL. TRENCHING AND BACKFILL | LF | 60 | 12 | 720 | 13.08 | 784.8 | 14 | 840 | 13 | 780 | 13.25 | 795 | 15.5 | 930 | 14 | 840 | 17.51 | 1050.6
210B | CONDUIT PVC SCH 40, 1.25", INCL. TRENCHING AND BACKFILL | LF | 3450 | 12 | 41400 | 13.32 | 45954 | 14 | 48300 | 14 | 48300 | 13.5 | 46575 | 16 | 55200 | 14 | 48300 | 20.32 | 70104
211 | CONDUIT PVC SCH 40, 2.5", INCL. TRENCHING AND BACKFILL | LF | 7792 | 18.8 | 146489.6 | 20.88 | 162696.96 | 22 | 171424 | 21 | 163632 | 22 | 171424 | 25 | 194800 | 22 | 171424 | 26 | 202592
212 | CONDUIT PVC SCH 40, 5", INCL. TRENCHING AND BACKFILL | LF | 6400 | 30.6 | 195840 | 33.98 | 217472 | 36 | 230400 | 34 | 217600 | 35 | 224000 | 40 | 256000 | 36 | 230400 | 29.29 | 187456
213 | RV POWER PEDESTAL, 125A BUS - INSTALLATION AND FOUNDATION OF OWNER-PROVIDED PEDESTALS: COMPLETE | EACH | 103 | 1023 | 105369 | 1136.4 | 117049.2 | 1200 | 123600 | 1137 | 117111 | 1150 | 118450 | 1350 | 139050 | 1200 | 123600 | 1036.11 | 106719.33
214 | MISCELLANEOUS ELECTRICAL SUPPORTING HARDWARE & FASTENERS | EACH | 6 | 621 | 3726 | 690 | 4140 | 725 | 4350 | 690 | 4140 | 700 | 4200 | 820 | 4920 | 800 | 4800 | 5733.57 | 34401.42
215A | LIGHT FIXTURE 'A', SL1 SITE LIGHTING | EACH | 15 | 1023 | 15345 | 1136.4 | 17046 | 1200 | 18000 | 1137 | 17055 | 1150 | 17250 | 1400 | 21000 | 1200 | 18000 | 1351.48 | 20272.2
215B | LIGHT FIXTURE 'A', SL1 SITE LIGHTING (OWNER FURNISHED, INSTALLATION ONLY) | EACH | 1 | 235 | 235 | 260.4 | 260.4 | 275 | 275 | 261 | 261 | 300 | 300 | 300 | 300 | 275 | 275 | 1474.34 | 1474.34
216A | LIGHT FIXTURE 'B', SL1 SITE LIGHTING | EACH | 1 | 1018 | 1018 | 1130.4 | 1130.4 | 1200 | 1200 | 1131 | 1131 | 1150 | 1150 | 1400 | 1400 | 1200 | 1200 | 2457.23 | 2457.23
216B | LIGHT FIXTURE 'B', SL1 SITE LIGHTING (OWNER FURNISHED, INSTALLATION ONLY) | EACH | 3 | 235 | 705 | 260.4 | 781.2 | 275 | 825 | 261 | 783 | 300 | 900 | 310 | 930 | 300 | 900 | 614.31 | 1842.93
217 | LIGHT FIXTURE 'C', SL1 SITE LIGHTING | EACH | 5 | 1863 | 9315 | 2070 | 10350 | 2200 | 11000 | 2070 | 10350 | 2100 | 10500 | 2500 | 12500 | 2200 | 11000 | 3329.55 | 16647.75
218A | ALUMINUM POLE, SL1 SITE LIGHTING | EACH | 21 | 1912 | 40152 | 2124 | 44604 | 2250 | 47250 | 2124 | 44604 | 2200 | 46200 | 2500 | 52500 | 2250 | 47250 | 1638.16 | 34401.36
218B | ALUMINUM POLE, SL1 SITE LIGHTING (OWNER FURNISHED, INSTALLATION ONLY) | EACH | 4 | 480 | 1920 | 534 | 2136 | 560 | 2240 | 534 | 2136 | 550 | 2200 | 630 | 2520 | 600 | 2400 | 629.67 | 2518.68
219A | FOUNDATION, SL1 SITE LIGHTING | EACH | 22 | 1525 | 33550 | 1692 | 37224 | 1800 | 39600 | 1692 | 37224 | 1900 | 41800 | 2000 | 44000 | 1800 | 39600 | 1275.19 | 28054.18
219B | FOUNDATION, SL1 SITE LIGHTING (OWNER FURNISHED, INSTALLATION ONLY) | EACH | 4 | 400 | 1600 | 444 | 1776 | 475 | 1900 | 444 | 1776 | 450 | 1800 | 530 | 2120 | 8625 | 34500 | 293.96 | 1175.84
220 | SITE LIGHTING BOLLARD (TYPE B1) | EACH | 16 | 2655 | 42480 | 2950.8 | 47212.8 | 3100 | 49600 | 2951 | 47216 | 3000 | 48000 | 3500 | 56000 | 3100 | 49600 | 4051.72 | 64827.52
221 | FOUNDATION, SITE LIGHTING BOLLARD | EACH | 16 | 405 | 6480 | 450 | 7200 | 480 | 7680 | 450 | 7200 | 500 | 8000 | 540 | 8640 | 475 | 7600 | 339.65 | 5434.4
222 | CONNECTIONS, SITE LIGHTING | EACH | 129 | 9.7 | 1251.3 | 10.8 | 1393.2 | 12 | 1548 | 11 | 1419 | 12 | 1548 | 13 | 1677 | 12 | 1548 | 46.2 | 5959.8
223 | GROUNDING | EACH | 2 | 9140 | 18280 | 10150.8 | 20301.6 | 11000 | 22000 | 10151 | 20302 | 10500 | 21000 | 12000 | 24000 | 11000 | 22000 | 1535.77 | 3071.54
224 | DRIVEN GROUND ROD, 1/2" x 8', COPPER-CLAD STEEL (INCLUDES WIRE) | EACH | 41 | 212 | 8692 | 236.4 | 9692.4 | 250 | 10250 | 237 | 9717 | 240 | 9840 | 280 | 11480 | 250 | 10250 | 642.89 | 26358.49
225 | DRIVEN GROUND ROD, 3/4" x 8', COPPER-CLAD STEEL (INCLUDES WIRE) | EACH | 68 | 230 | 15640 | 254.4 | 17299.2 | 265 | 18020 | 255 | 17340 | 260 | 17680 | 300 | 20400 | 275 | 18700 | 442.67 | 30101.56
COMMUNICATIONS SITE |  |  |  |  | 0 |  | 0 |  | 0 |  | 0 |  | 0 |  | 0 |  | 0 |  | 0
227 | 30" x 48" Pullbox, logo on cover | EACH | 1 | 2675 | 2675 | 2968.8 | 2968.8 | 3100 | 3100 | 3000 | 3000 | 3000 | 3000 | 3500 | 3500 | 3200 | 3200 | 6265.94 | 6265.94
228 | Conduits, 2 -3" Sched 40 PVC, Underground, INCL. TRENCHING AND BACKFILL | LF | 600 | 30 | 18000 | 32.57 | 19542 | 34 | 20400 | 33 | 19800 | 35 | 21000 | 40 | 24000 | 35 | 21000 | 70.97 | 42582
229 | Card Access Control & Gate System | LUMP | 1 | 24500 | 24500 | 35000 | 35000 | 3000 | 3000 | 29000 | 29000 | 50000 | 50000 | 29000 | 29000 | 25000 | 25000 | 24572.33 | 24572.33
230 | CONDUIT PVC SCH 40, 2", INCL. TRENCHING AND BACKFILL | LF | 200 | 14.7 | 2940 | 16.26 | 3252 | 17 | 3400 | 17 | 3400 | 17 | 3400 | 20 | 4000 | 17 | 3400 | 80.6 | 16120
231 | CABLE, RS-485, shielded twisted pair, 300V, direct burial rated | LF | 300 | 4 | 1200 | 4.45 | 1335 | 4.6 | 1380 | 5 | 1500 | 5 | 1500 | 5 | 1500 | 5 | 1500 | 16.36 | 4908
232 | Conduits, 3/4" Schedule 40 PVC, (control wiring) | LF | 100 | 1.6 | 160 | 1.76 | 176 | 1.8 | 180 | 2 | 200 | 2 | 200 | 2 | 200 | 2 | 200 | 49.14 | 4914
233 | Conduits, 1" Schedule 40 PVC, (control wiring) | LF | 60 | 1.85 | 111 | 2.04 | 122.4 | 2.2 | 132 | 2 | 120 | 2.1 | 126 | 2 | 120 | 2 | 120 | 106.48 | 6388.8
BUILDINGS |  |  |  |  | 0 |  | 0 |  | 0 |  | 0 |  | 0 |  | 0 |  | 0 |  | 0
234 | PRE-ENGINEERED SHOWER BUILDING INSTALLER COST- BUILDING STRUCTURE, FOUNDATIONS, FROST SLABS, & FINISHES | LUMP | 1 | 320000 | 320000 | 380000 | 380000 | 485000 | 485000 | 523831 | 523831 | 425000 | 425000 | 450000 | 450000 | 750000 | 750000 | 156280.01 | 156280.01
235 | PRE-ENGINEERED SHOWER BUILDING INSTALLER COST- ELECTRICAL | LUMP | 1 | 33000 | 33000 | 37000 | 37000 | 38500 | 38500 | 36600 | 36600 | 38000 | 38000 | 42000 | 42000 | 40000 | 40000 | 72488.36 | 72488.36
236 | PRE-ENGINEERED SHOWER BUILDING INSTALLER COST- PLUMBING | LUMP | 1 | 100000 | 100000 | 99900 | 99900 | 102300 | 102300 | 97500 | 97500 | 98000 | 98000 | 115000 | 115000 | 102500 | 102500 | 24572.33 | 24572.33
237 | PRE-ENGINEERED SHOWER BUILDING INSTALLER COST- HVAC | LUMP | 1 | 33000 | 33000 | 42000 | 42000 | 43500 | 43500 | 41500 | 41500 | 42000 | 42000 | 50000 | 50000 | 44000 | 44000 | 12286.16 | 12286.16
238 | PRE-ENGINEERED RESTROOM BUILDING INSTALLER COST- BUILDING STRUCTURE, FOUNDATIONS, FROST SLABS, & FINISHES | LUMP | 1 | 229000 | 229000 | 125000 | 125000 | 170000 | 170000 | 194224 | 194224 | 150000 | 150000 | 172000 | 172000 | 255000 | 255000 | 55287.73 | 55287.73
239 | PRE-ENGINEERED RESTROOM BUILDING INSTALLER COST- ELECTRICAL | LUMP | 1 | 9300 | 9300 | 10500 | 10500 | 10900 | 10900 | 10500 | 10500 | 12000 | 12000 | 12200 | 12200 | 10800 | 10800 | 38087.11 | 38087.11
240 | PRE-ENGINEERED RESTROOM BUILDING INSTALLER COST- PLUMBING | LUMP | 1 | 36500 | 36500 | 49900 | 49900 | 36500 | 36500 | 35000 | 35000 | 35000 | 35000 | 41000 | 41000 | 36500 | 36500 | 6757.39 | 6757.39
241 | PRE-ENGINEERED RESTROOM BUILDING INSTALLER COST- HVAC | LUMP | 1 | 17500 | 17500 | 19000 | 19000 | 19680 | 19680 | 19000 | 19000 | 20000 | 20000 | 22000 | 22000 | 20000 | 20000 | 5528.77 | 5528.77
242 | 24' x 28 PICNIC SHELTER INCL. FOUNDATIONS, PIERS, CONCRETE SLAB, AND STRUCTURE ASSEMEBLY | LUMP | 1 | 76500 | 76500 | 58000 | 58000 | 83600 | 83600 | 30705 | 30705 | 70000 | 70000 | 53000 | 53000 | 150000 | 150000 | 25063.78 | 25063.78
243 | 24' x 28' PICNIC SHELTER - ELECTRICAL | LUMP | 1 | 3750 | 3750 | 4000 | 4000 | 4400 | 4400 | 4200 | 4200 | 4300 | 4300 | 6000 | 6000 | 20000 | 20000 | 12163.31 | 12163.31
MISCELLANEOUS |  |  |  |  | 0 |  | 0 |  | 0 |  | 0 |  | 0 |  | 0 |  | 0 |  | 0
245 | MOBILIZATION | EACH | 1 | 70000 | 70000 | 200000 | 200000 | 85000 | 85000 | 99500 | 99500 | 800000 | 800000 | 32000 | 32000 | 250000 | 250000 | 70492.39 | 70492.39
246 | FIELD OFFICE | EACH | 1 | 5000 | 5000 | 30000 | 30000 | 16900 | 16900 | 5000 | 5000 | 60000 | 60000 | 30000 | 30000 | 15000 | 15000 | 24818.05 | 24818.05
247 | CONSTRUCTION LAYOUT STAKING | EACH | 1 | 75000 | 75000 | 90000 | 90000 | 60500 | 60500 | 78500 | 78500 | 75000 | 75000 | 36000 | 36000 | 45000 | 45000 | 100234.8 | 100234.8
248 | PREMIUM FOR CONTRACT PERFORMANCE BOND AND FOR PAYMENT | LUMP | 1 | 61500 | 61500 | 45500 | 45500 | 58500 | 58500 | 79000 | 79000 | 70000 | 70000 | 6000 | 6000 | 115000 | 115000 | 85000 | 85000
249 | TEMPORARY CONSTRUCTION FENCE – CHAIN LINK | LF | 2400 | 6.35 | 15240 | 7 | 16800 | 12 | 28800 | 6 | 14400 | 10 | 24000 | 30 | 72000 | 8 | 19200 | 49.14 | 117936
250 | CPM PROGRESS SCHEDULE | LUMP | 1 | 18000 | 18000 | 6500 | 6500 | 5000 | 5000 | 10000 | 10000 | 25000 | 25000 | 27000 | 27000 | 12500 | 12500 | 8950.67 | 8950.67
251 | PRECONSTRUCTION VIDEO | LUMP | 1 | 350 | 350 | 4000 | 4000 | 4500 | 4500 | 1620 | 1620 | 6000 | 6000 | 1000 | 1000 | 3500 | 3500 | 5405.92 | 5405.92
ALLOWANCES |  |  |  |  | 0 |  | 0 |  | 0 |  | 0 |  | 0 |  | 0 |  | 0 |  | 0
253 | OWNER’S CONTINGENCY ALLOWANCE | LUMP | 1 | 50000 | 50000 | 50000 | 50000 | 50000 | 50000 | 50000 | 50000 | 50000 | 50000 | 50000 | 50000 | 50000 | 50000 | 50000 | 50000
254 | WASHER AND DRYER | LUMP | 1 | 20000 | 20000 | 20000 | 20000 | 20000 | 20000 | 20000 | 20000 | 20000 | 20000 | 20000 | 20000 | 20000 | 20000 | 20000 | 20000
255 | ELECTRICAL AND TELEPHONE SERVICE REMOVAL | LUMP | 1 | 25000 | 25000 | 25000 | 25000 | 25000 | 25000 | 25000 | 25000 | 25000 | 25000 | 25000 | 25000 | 25000 | 25000 | 25000 | 25000
256 | REMOVAL FOR MISC. ITEMS LEFT BY CAMPERS | LUMP | 1 | 15000 | 15000 | 15000 | 15000 | 15000 | 15000 | 15000 | 15000 | 15000 | 15000 | 15000 | 15000 | 15000 | 15000 | 15000 | 15000
Total BASE BID |  |  |  |  | 6770404.782 |  | 7104120 |  | 7350921.4 |  | 7647477.05 |  | 7799110.6 |  | 8298362 |  | 8489195 |  | 8495403.034
| Total on Bid Form |  |  |  | 6770404.78 |  | 7107000 |  | 7377921.4 |  | 7638477.05 |  | 7713766.33 |  | 8298362 |  | 8489195 |  | 8513003
| Difference |  |  |  | 0.002 |  | -2880 |  | -27000 |  | 9000 |  | 85344.27 |  | 0 |  | 0 |  | -17599.966
ALTERNATE #1
258 | STRIP & STOCKPILE TOPSOIL | LUMP | 1 | 975 | 975 | 500 | 500 | 1200 | 1200 | 12000 | 12000 | 8300 | 8300 | 2600 | 2600 | 5000 | 5000 | 111691.76 | 111691.76
259 | PAVEMENT REMOVED, ASPHALT INCLUDING SAW CUTS | SY | 323 | 2.45 | 791.35 | 3 | 969 | 6 | 1938 | 10 | 3230 | 6 | 1938 | 4 | 1292 | 10 | 3230 | 6.2 | 2002.6
260 | PAVEMENT REMOVED, CONCRETE | SY | 47 | 25 | 1175 | 13 | 611 | 10 | 470 | 10 | 470 | 30 | 1410 | 22 | 1034 | 10 | 470 | 210.8 | 9907.6
261 | REMOVAL MISC.: AGGREGATE DRIVE REMOVED | SY | 2340 | 3.5 | 8190 | 2 | 4680 | 3 | 7020 | 1 | 2340 | 6 | 14040 | 5 | 11700 | 3 | 7020 | 3 | 7020
262 | EXCAVATION INCLUDING EMBANKMENT (PER PLAN) | LUMP | 1 | 18690 | 18690 | 25000 | 25000 | 3600 | 3600 | 5000 | 5000 | 20000 | 20000 | 5000 | 5000 | 10000 | 10000 | 349740.33 | 349740.33
263 | EXCAVATION AND EMBANKED AT M89 AREA | LUMP | 1 | 6180 | 6180 | 5000 | 5000 | 3600 | 3600 | 1000 | 1000 | 5000 | 5000 | 13000 | 13000 | 1500 | 1500 | 98523.2 | 98523.2
264 | PLACING STOCKPILED TOPSOIL (4" MIN) | LUMP | 1 | 3200 | 3200 | 3600 | 3600 | 1200 | 1200 | 12000 | 12000 | 20000 | 20000 | 1700 | 1700 | 4000 | 4000 | 66063.74 | 66063.74
265 | RESIDENTIAL AND URBAN AREA SEED MIXTURE | SY | 2031 | 1 | 2031 | 0.95 | 1929.45 | 2 | 4062 | 1 | 2031 | 1 | 2031 | 1 | 2031 | 2 | 4062 | 1.47 | 2985.57
266 | ODOT 204 SUBGRADE COMPACTION - ASPHALT PAVEMENT | SY | 2075 | 1.25 | 2593.75 | 1.27 | 2635.25 | 0.75 | 1556.25 | 1 | 2075 | 0.9 | 1867.5 | 1 | 2075 | 1 | 2075 | 4.44 | 9213
267 | 4" ODOT ITEM 301, ASPHALT CONCRETE BASE - ASPHALT PAVEMENT | CY | 228 | 157 | 35796 | 145 | 33060 | 204 | 46512 | 194 | 44232 | 175 | 39900 | 227 | 51756 | 200 | 45600 | 284.55 | 64877.4
268 | 6" ODOT ITEM 304, AGGREGATE BASE - ASPHALT PAVEMENT | CY | 346 | 88 | 30448 | 85 | 29410 | 70 | 24220 | 66 | 22836 | 65 | 22490 | 90 | 31140 | 65 | 22490 | 90.87 | 31441.02
269 | ODOT ITEM 407 TACK COAT (0.075 GAL/SY) - ASPHALT PAVEMENT | GAL | 156 | 3 | 468 | 3 | 468 | 7 | 1092 | 7 | 1092 | 3 | 468 | 3 | 468 | 4 | 624 | 8.78 | 1369.68
270 | 1.25" ODOT ITEM 441, ASPHALT CONCRETE SURFACE COURSE TYPE 1, MEDIUM, PG 64-22 - ASPHALT PAVEMENT | CY | 72 | 195 | 14040 | 180 | 12960 | 228 | 16416 | 218 | 15696 | 200 | 14400 | 300 | 21600 | 300 | 21600 | 321.3 | 23133.6
271 | 1.75" ODOT ITEM 441, ASPHALT CONCRETE INTERMEDIATE COURSE TYPE 2, MEDIUM, PG 62-22 - ASPHALT PAVEMENT | CY | 101 | 178 | 17978 | 165 | 16665 | 220 | 22220 | 210 | 21210 | 185 | 18685 | 275 | 27775 | 250 | 25250 | 281.4 | 28421.4
272 | 4" CONCRETE PAVEMENT W/ W.W.F. - CONCRETE WALK | SF | 2265 | 6 | 13590 | 6 | 13590 | 4.8 | 10872 | 5.6 | 12684 | 5.6 | 12684 | 7 | 15855 | 8 | 18120 | 5.7 | 12910.5
273 | 4" AGGREGATE BASE - CONCRETE WALK | CY | 28 | 94 | 2632 | 89 | 2492 | 90 | 2520 | 60 | 1680 | 175 | 4900 | 79 | 2212 | 65 | 1820 | 101.2 | 2833.6
274 | SUBGRADE COMPACTION - CONCRETE WALK | SY | 252 | 1.25 | 315 | 5 | 1260 | 4 | 1008 | 1 | 252 | 5 | 1260 | 1 | 252 | 1 | 252 | 5.23 | 1317.96
275 | PRECAST CONCRETE WHEELSTOP 6' LONG | EACH | 28 | 130 | 3640 | 180 | 5040 | 130 | 3640 | 64 | 1792 | 85 | 2380 | 142 | 3976 | 135 | 3780 | 190.4 | 5331.2
276 | PAINTED STRIPE - 4" | LF | 1097 | 0.8 | 877.6 | 9 | 9873 | 9.5 | 10421.5 | 1.5 | 1645.5 | 4.2 | 4607.4 | 11 | 12067 | 10 | 10970 | 0.54 | 592.38
277 | POST-CONSTRUCTION BIORETENTION CELL-COMPLETE INCLUDING UNDERDRAINS | SF | 549 | 20 | 10980 | 23.5 | 12901.5 | 13.5 | 7411.5 | 14 | 7686 | 60 | 32940 | 24 | 13176 | 20 | 10980 | 17.48 | 9596.52
278 | ROCK CHANNEL PROTECTION TYPE C WITH FILTER FABRIC TYPE 'B' | CY | 6 | 100 | 600 | 105 | 630 | 160 | 960 | 110 | 660 | 130 | 780 | 152 | 912 | 125 | 750 | 101.32 | 607.92
279 | CONCRETE HEADWALL ODOT HW-2.1 HALF HEIGHT | EACH | 1 | 1100 | 1100 | 950 | 950 | 600 | 600 | 400 | 400 | 1100 | 1100 | 1000 | 1000 | 615 | 615 | 5888.85 | 5888.85
280 | 12" HDPE STORM SEWER | LF | 70 | 32 | 2240 | 43 | 3010 | 71 | 4970 | 700 | 49000 | 70 | 4900 | 38 | 2660 | 65 | 4550 | 52.02 | 3641.4
281 | CATCH BASIN ODOT 2-2 | EACH | 1 | 1800 | 1800 | 2400 | 2400 | 2000 | 2000 | 1500 | 1500 | 3600 | 3600 | 1600 | 1600 | 3000 | 3000 | 3155.68 | 3155.68
282 | RESIDENTIAL AND URBAN AREA SEED MIXTURE | SY | 3060 | 1 | 3060 | 0.95 | 2907 | 1.5 | 4590 | 1 | 3060 | 1 | 3060 | 1 | 3060 | 1.05 | 3213 | 1.47 | 4498.2
283 | BIORETENTION SEED MIX | SY | 176 | 2 | 352 | 1.75 | 308 | 5 | 880 | 2 | 352 | 1.75 | 308 | 2 | 352 | 2 | 352 | 2.7 | 475.2
284 | ACER RUBRUM 'OCTOBER GLORY' (2.5" CAL.) | EACH | 5 | 442 | 2210 | 408 | 2040 | 465 | 2325 | 409 | 2045 | 410 | 2050 | 490 | 2450 | 430 | 2150 | 723.65 | 3618.25
285 | GLEDITSIA TRIACANTHOS VAR. INERMIS 'SKYCOLE' (2.5" CAL.) | EACH | 4 | 410 | 1640 | 380 | 1520 | 420 | 1680 | 380 | 1520 | 381 | 1524 | 455 | 1820 | 400 | 1600 | 699.08 | 2796.32
286 | QUERCUS RUBRA (2.5" CAL.) | EACH | 3 | 375 | 1125 | 350 | 1050 | 415 | 1245 | 348 | 1044 | 350 | 1050 | 420 | 1260 | 375 | 1125 | 723.66 | 2170.98
287 | CERCIS CANADENSIS (6’H) | EACH | 4 | 290 | 1160 | 268 | 1072 | 575 | 2300 | 268 | 1072 | 370 | 1480 | 320 | 1280 | 285 | 1140 | 453.36 | 1813.44
288 | DOUBLE SHREDDED HARDWOOD MULCH (3" DEPTH) | CY | 17 | 65 | 1105 | 60 | 1020 | 63 | 1071 | 60 | 1020 | 60 | 1020 | 72 | 1224 | 65 | 1105 | 114.88 | 1952.96
289 | EROSION CONTROL MAT, TYPE G | SY | 311 | 1.75 | 544.25 | 1.6 | 497.6 | 2.3 | 715.3 | 1.6 | 497.6 | 2 | 622 | 2 | 622 | 3 | 933 | 2.46 | 765.06
290 | Light Fixture 'A', SL1 Site Lighting | EACH | 1 | 1023 | 1023 | 1136.46 | 1136.46 | 1200 | 1200 | 1136 | 1136 | 1200 | 1200 | 1360 | 1360 | 1200 | 1200 | 1351.48 | 1351.48
291 | Light Fixture 'B', SL1 Site Lighting | EACH | 4 | 1018 | 4072 | 1130.4 | 4521.6 | 1200 | 4800 | 1131 | 4524 | 1200 | 4800 | 1350 | 5400 | 1200 | 4800 | 1351.48 | 5405.92
292 | SITE LIGHTING BOLLARD (TYPE B1) | EACH | 2 | 2655 | 5310 | 2950 | 5900 | 3100 | 6200 | 2951 | 5902 | 6000 | 12000 | 3600 | 7200 | 3100 | 6200 | 4051.72 | 8103.44
293 | CONDUIT PVC SCH 40, 1.25", INCL. TRENCHING AND BACKFILL | LF | 750 | 12 | 9000 | 13.32 | 9990 | 14 | 10500 | 14 | 10500 | 13.5 | 10125 | 16 | 12000 | 15 | 11250 | 20.32 | 15240
294 | Aluminum Pole, SL1 Site Lighting | EACH | 5 | 1912 | 9560 | 2124 | 10620 | 2300 | 11500 | 2124 | 10620 | 2200 | 11000 | 2550 | 12750 | 2250 | 11250 | 1638.16 | 8190.8
295 | FOUNDATION, SITE LIGHTING BOLLARD | EACH | 2 | 400 | 800 | 450 | 900 | 475 | 950 | 450 | 900 | 460 | 920 | 549 | 1098 | 500 | 1000 | 1275.19 | 2550.38
296 | DRIVEN GROUND ROD, 1/2" x 8', COPPER-CLAD STEEL (INCLUDES WIRE) | EACH | 7 | 212 | 1484 | 236.4 | 1654.8 | 250 | 1750 | 237 | 1659 | 240 | 1680 | 300 | 2100 | 250 | 1750 | 642.89 | 4500.23
297 | Connections, Site Lighting | EACH | 21 | 9.7 | 203.7 | 10.8 | 226.8 | 11.5 | 241.5 | 11 | 231 | 11 | 231 | 13 | 273 | 12 | 252 | 46.2 | 970.2
298 | Foundation, SL1 Site Lighting | EACH | 5 | 1525 | 7625 | 1692 | 8460 | 1800 | 9000 | 1692 | 8460 | 1725 | 8625 | 2020 | 10100 | 1800 | 9000 | 293.96 | 1469.8
299 | WIRE, 600V 75 DEGREE C THHN/THWN, #8 COPPER CONDUCTOR | LF | 2300 | 1.2 | 2760 | 1.32 | 3036 | 1.5 | 3450 | 1.5 | 3450 | 1.5 | 3450 | 2 | 4600 | 2 | 4600 | 3.44 | 7912
Total Alternate #1 |  |  |  |  | 233364.65 |  | 246494.46 |  | 243907.05 |  | 280504.1 |  | 304825.9 |  | 295830 |  | 270678 |  | 926051.57
| Total on Bid Form |  |  |  | 233364.65 |  | 246494.4 |  | 243907.05 |  | 236404.1 |  | 304825.9 |  | 295830 |  | 270678 |  | 929051.57
| Difference |  |  |  | 0 |  | 0.06 |  | 0 |  | 44100 |  | 0 |  | 0 |  | 0 |  | -3000
ALTERNATE #2
300 | PAVEMENT REMOVED, ASPHALT INCLUDING SAW CUTS, BASE MATERIAL AND SUBSOIL AS NEEDED. | SY | 1288 | 2.45 | 3155.6 | 9 | 11592 | 3 | 3864 | 10 | 12880 | 4 | 5152 | 4 | 5152 | 4 | 5152 | 6.2 | 7985.6
301 | ODOT 204 SUBGRADE COMPACTION - ASPHALT PAVEMENT | SY | 1288 | 1.25 | 1610 | 1.27 | 1635.76 | 0.75 | 966 | 2 | 2576 | 0.9 | 1159.2 | 0.5 | 644 | 1 | 1288 | 98.2 | 126481.6
302 | 4" ODOT ITEM 301, ASPHALT CONCRETE BASE - ASPHALT PAVEMENT | CY | 142 | 157 | 22294 | 145 | 20590 | 204 | 28968 | 194 | 27548 | 200 | 28400 | 235 | 33370 | 225 | 31950 | 284.55 | 40406.1
303 | 6" ODOT ITEM 304, AGGREGATE BASE - ASPHALT PAVEMENT | CY | 215 | 88 | 18920 | 85 | 18275 | 70 | 15050 | 50 | 10750 | 70 | 15050 | 100 | 21500 | 65 | 13975 | 90.87 | 19537.05
304 | ODOT ITEM 407 TACK COAT (0.075 GAL/SY) - ASPHALT PAVEMENT | GAL | 97 | 3 | 291 | 3 | 291 | 8 | 776 | 8 | 776 | 3 | 291 | 3 | 291 | 4 | 388 | 8.78 | 851.66
305 | 1.25" ODOT ITEM 441, ASPHALT CONCRETE SURFACE COURSE TYPE 1, MEDIUM, PG 64-22 - ASPHALT PAVEMENT | CY | 45 | 195 | 8775 | 180 | 8100 | 228 | 10260 | 218 | 9810 | 200 | 9000 | 310 | 13950 | 325 | 14625 | 321.3 | 14458.5
306 | 1.75" ODOT ITEM 441, ASPHALT CONCRETE INTERMEDIATE COURSE TYPE 2, MEDIUM, PG 62-22 - ASPHALT PAVEMENT | CY | 63 | 178 | 11214 | 165 | 10395 | 224 | 14112 | 214 | 13482 | 185 | 11655 | 290 | 18270 | 325 | 20475 | 281.4 | 17728.2
Total Alternate #2 |  |  |  |  | 66259.6 |  | 70878.76 |  | 73996 |  | 77822 |  | 70707.2 |  | 93177 |  | 87853 |  | 227448.71
| Total on Bid Form |  |  |  | 66259.6 |  | 70878.76 |  | 73996 |  | 77822 |  | 70707.2 |  | 87957 |  | 87853 |  | 227448.71
| Difference |  |  |  | 0 |  | 0 |  | 0 |  | 0 |  | 0 |  | 5220 |  | 0 |  | 0
ALTERNATE #3
135 | 4" ODOT ITEM 304, AGGREGATE BASE - CAMPSITES | CY | 1552 | 88 | 136576 | 104 | 161408 | 81 | 125712 | 55.5 | 86136 | 90 | 139680 | 97 | 150544 | 75 | 116400 | 82.22 | 127605.44
137 | 3" ODOT ITEM 411 - STABILIZED CRUSHED AGGREGATE SHOULDER. | CY | 69 | 135 | 9315 | 155 | 10695 | 96 | 6624 | 54 | 3726 | 90 | 6210 | 83 | 5727 | 82 | 5658 | 87.56 | 6041.64
140 | 6" ODOT ITEM 304, AGGREGATE BASE - ROAD | CY | 1539 | 88 | 135432 | 85 | 130815 | 69 | 106191 | 55.5 | 85414.5 | 75 | 115425 | 97 | 149283 | 70 | 107730 | 82.66 | 127213.74
146 | 6" ODOT ITEM 304, AGGREGATE BASE - ASPHALT PAVEMENT | CY | 182 | 88 | 16016 | 85 | 15470 | 69 | 12558 | 55.5 | 10101 | 75 | 13650 | 100 | 18200 | 70 | 12740 | 88.2 | 16052.4
151 | 4" AGGREGATE BASE - CONCRETE WALK | CY | 179 | 94 | 16826 | 89 | 15931 | 91 | 16289 | 55.5 | 9934.5 | 180 | 32220 | 100 | 17900 | 70 | 12530 | 85.22 | 15254.38
Total Alternate #3 |  |  |  |  | 314165 |  | 334319 |  | 267374 |  | 195312 |  | 307185 |  | 341654 |  | 255058 |  | 292167.6
| Total on Bid Form |  |  |  | 314165 |  | 334319 |  | 267975 |  | 195312 |  | 307185 |  | 341654 |  | 255058 |  | 292167.6
| Difference |  |  |  | 0 |  | 0 |  | -601 |  | 0 |  | 0 |  | 0 |  | 0 |  | 0
ALTERNATE #4
307 | STRIP & STOCKPILE TOPSOIL | LUMP | 1 | 299 | 299 | 500 | 500 | 1200 | 1200 | 500 | 500 | 5500 | 5500 | 5400 | 5400 | 2500 | 2500 | 111691.76 | 111691.76
308 | EXCAVATION INCLUDING EMBANKMENT (PER PLAN) | LUMP | 1 | 673.75 | 673.75 | 3000 | 3000 | 3500 | 3500 | 4900 | 4900 | 30000 | 30000 | 12500 | 12500 | 4000 | 4000 | 349740.33 | 349740.33
309 | EXCAVATION AND EMBANKED AT M89 AREA | LUMP | 1 | 108 | 108 | 1000 | 1000 | 3500 | 3500 | 500 | 500 | 15000 | 15000 | 13300 | 13300 | 1800 | 1800 | 98523.2 | 98523.2
310 | TOPSOIL STRIPPED AND HAULED OFF-SITE | CY | 34 | 7 | 238 | 31 | 1054 | 12 | 408 | 12 | 408 | 30 | 1020 | 53 | 1802 | 14 | 476 | 111.2 | 3780.8
311 | PLACING STOCKPILED TOPSOIL (4" MIN) | LUMP | 1 | 320 | 320 | 950 | 950 | 1200 | 1200 | 500 | 500 | 2000 | 2000 | 4400 | 4400 | 400 | 400 | 66063.74 | 66063.74
312 | RESIDENTIAL AND URBAN AREA SEED MIXTURE | SY | 140 | 1 | 140 | 0.95 | 133 | 1.5 | 210 | 1 | 140 | 1 | 140 | 2 | 280 | 2 | 280 | 1.47 | 205.8
313 | 4" CONCRETE PAVEMENT - CONCRETE WALK W/ W.W.F. | SF | 943 | 6 | 5658 | 7 | 6601 | 4.75 | 4479.25 | 5.6 | 5280.8 | 5.6 | 5280.8 | 7 | 6601 | 8 | 7544 | 5.7 | 5375.1
314 | 4" AGGREGATE BASE - CONCRETE WALK | CY | 12 | 94 | 1128 | 89 | 1068 | 92 | 1104 | 60 | 720 | 150 | 1800 | 96 | 1152 | 70 | 840 | 101.2 | 1214.4
315 | SUBGRADE COMPACTION - CONCRETE WALK | SY | 105 | 1.25 | 131.25 | 5 | 525 | 3.5 | 367.5 | 1 | 105 | 5 | 525 | 2 | 210 | 1 | 105 | 5.23 | 549.15
316 | 30' x 44' PICNIC SHELTER INCL. FOUNDATIONS, PIERS, CONCRETE SLAB, AND STRUCTURE ASSEMEBLY | LUMP | 1 | 122000 | 122000 | 86500 | 86500 | 147600 | 147600 | 46720 | 46720 | 105000 | 105000 | 75000 | 75000 | 200000 | 200000 | 44664 | 44664
317 | 30' x 44' PICNIC SHELTER - ELECTRICAL | LUMP | 1 | 5850 | 5850 | 6500 | 6500 | 6850 | 6850 | 6600 | 6600 | 6600 | 6600 | 9300 | 9300 | 10000 | 10000 | 7560 | 7560
318 | FUSED DISCONNECT SWITCH, 100A, 120/240V, 1PH, 3W, NEMA 3R (with fuses) | EACH | 1 | 1040 | 1040 | 1150 | 1150 | 1200 | 1200 | 1150 | 1150 | 1200 | 1200 | 2000 | 2000 | 1200 | 1200 | 870 | 870
319 | PANELBOARD, 100A, 120/240V, 1PH, 3W, NEMA 3R w/ MAIN CIRCUIT BREAKER | EACH | 1 | 1460 | 1460 | 1600 | 1600 | 1700 | 1700 | 1620 | 1620 | 1700 | 1700 | 2000 | 2000 | 1800 | 1800 | 1800 | 1800
320 | H-FRAME ASSEMBLY, (Unistrut Electrical equipment structure) | EACH | 1 | 4780 | 4780 | 5300 | 5300 | 5600 | 5600 | 5313 | 5313 | 5500 | 5500 | 6500 | 6500 | 6000 | 6000 | 2990 | 2990
321 | WIRE, 600V 75 DEGREE C THHN/THWN, #8 COPPER CONDUCTOR | LF | 900 | 1.2 | 1080 | 1.32 | 1188 | 1.4 | 1260 | 1.5 | 1350 | 1.5 | 1350 | 2 | 1800 | 2 | 1800 | 1.5 | 1350
322 | WIRE, 600V 75 DEGREE C THHN/THWN, #2 COPPER CONDUCTOR | LF | 1650 | 2.6 | 4290 | 2.88 | 4752 | 3 | 4950 | 3 | 4950 | 3 | 4950 | 4 | 6600 | 3 | 4950 | 2.8 | 4620
323 | CONDUIT PVC SCH 40, 1.25", INCL. TRENCHING AND BACKFILL | LF | 110 | 12 | 1320 | 13.32 | 1465.2 | 14 | 1540 | 14 | 1540 | 14 | 1540 | 17 | 1870 | 14 | 1540 | 19.2 | 2112
324 | CONDUIT PVC SCH 40, 2.5", INCL. TRENCHING AND BACKFILL | LF | 280 | 18.8 | 5264 | 21 | 5880 | 19.75 | 5530 | 21 | 5880 | 22 | 6160 | 26 | 7280 | 22 | 6160 | 21.6 | 6048
325 | Light Fixture 'B', SL1 Site Lighting | EACH | 1 | 1020 | 1020 | 1130.4 | 1130.4 | 1190 | 1190 | 1131 | 1131 | 1200 | 1200 | 1400 | 1400 | 1200 | 1200 | 1470 | 1470
326 | Aluminum Pole, SL1 Site Lighting | EACH | 1 | 1900 | 1900 | 2124 | 2124 | 2240 | 2240 | 2124 | 2124 | 2200 | 2200 | 2600 | 2600 | 2250 | 2250 | 1320 | 1320
327 | DRIVEN GROUND ROD, 1/2" x 8', COPPER-CLAD STEEL (INCLUDES WIRE) | EACH | 1 | 210 | 210 | 236.4 | 236.4 | 250 | 250 | 237 | 237 | 240 | 240 | 290 | 290 | 250 | 250 | 540 | 540
328 | Connections, Site Lighting | EACH | 3 | 10 | 30 | 10.8 | 32.4 | 12 | 36 | 11 | 33 | 11 | 33 | 14 | 42 | 25 | 75 | 320.04 | 960.12
329 | Foundation, SL1 Site Lighting | EACH | 1 | 1520 | 1520 | 1692 | 1692 | 1800 | 1800 | 1692 | 1692 | 1800 | 1800 | 2100 | 2100 | 1800 | 1800 | 293.96 | 293.96
330 | YARD HYDRANT - FROST FREE COMPLETE | EACH | 1 | 1400 | 1400 | 1800 | 1800 | 1350 | 1350 | 2200 | 2200 | 1100 | 1100 | 1300 | 1300 | 1600 | 1600 | 5644.76 | 5644.76
331 | 1" WATER SERVICE LATERALS W/PREMIUM BACKFILL INCL CURB BOX | LF | 50 | 35 | 1750 | 53 | 2650 | 57 | 2850 | 40 | 2000 | 32 | 1600 | 76 | 3800 | 35 | 1750 | 112.43 | 5621.5
332 | 1" WATER SERVICE LATERALS W/STANDARD BACKFILL INCL CURB BOX | LF | 243 | 23 | 5589 | 25 | 6075 | 43 | 10449 | 30 | 7290 | 25 | 6075 | 30 | 7290 | 16 | 3888 | 68.84 | 16728.12
Total Alternate #4 |  |  |  |  | 169199 |  | 144906.4 |  | 212363.75 |  | 104883.8 |  | 209513.8 |  | 176817 |  | 264208 |  | 741736.74
| Total on Bid Form |  |  |  | 169199 |  | 144906.4 |  | 212363.75 |  | 104883.8 |  | 209513.8 |  | 176817 |  | 264208 |  | 741736.74
| Difference |  |  |  | 0 |  | 0 |  | 0 |  | 0 |  | 0 |  | 0 |  | 0 |  | 0
ALTERNATE #5
63 | QUERCUS BICOLOR (3.5" CAL.) | EACH | 2 | 520 | 1040 | 480 | 960 | 680 | 1360 | 481 | 962 | 500 | 1000 | 600 | 1200 | 510 | 1020 | 894 | 1788
64 | QUERCUS COCCINEA (3.5" CAL.) | EACH | 31 | 535 | 16585 | 496 | 15376 | 680 | 21080 | 496 | 15376 | 525 | 16275 | 600 | 18600 | 525 | 16275 | 894 | 27714
65 | QUERCUS IMBRICARIA (3.5" CAL.) | EACH | 34 | 570 | 19380 | 529 | 17986 | 680 | 23120 | 530 | 18020 | 550 | 18700 | 600 | 20400 | 575 | 19550 | 894 | 30396
Total Alternate #5 |  |  |  |  | 37005 |  | 34322 |  | 45560 |  | 34358 |  | 35975 |  | 40200 |  | 36845 |  | 59898
| Total on Bid Form |  |  |  | 37005 |  | 34322 |  | 45560 |  | 34358 |  | 35975 |  | 40200 |  | 36845 |  | 59899
| Difference |  |  |  | 0 |  | 0 |  | 0 |  | 0 |  | 0 |  | 0 |  | 0 |  | -1

## TA Paving
Tappan West Lane Paving
Bid Tab
Bidder 1
Description | Unit | Quantity | Unit Price | Total
Embankment | CY | 11 | 33 | 363
Excavation | CY | 213 | 21 | 4473
Excavation of Drainage Channel | CY | 89 | 19.75 | 1757.75
Subgrade Compaction | SY | 481 | 13.75 | 6613.75
Full Depth Pavement Sawing | LF | 110 | 2.75 | 302.5
3" Asphalt Concrete Base | CY | 37 | 373.15 | 13806.55
6" #57 Limestone (Behind Curb) | CY | 14 | 88.75 | 1242.5
6" #57 Limestone (For Transition to Existing Gravel Road) | CY | 5 | 59.3 | 296.5
6" Aggregate Base | CY | 81 | 48.25 | 3908.25
6" Aggregate Base (For Driveways) | CY | 6 | 138.05 | 828.3
Tack Coat (@ 0.4 Gal./S.Y.) | Gal. | 193 | 2.5 | 482.5
1.25" Asphalt Concrete Surface Course, Type 1, PG 64-22 | CY | 16 | 384.75 | 6156
1.75" Asphalt Concrete Intermediate Course, Type 1, PG 64-22 | CY | 22 | 384.75 | 8464.5
6" Non-Reinforced Concrete Pavement (For Driveways) | SY | 36 | 108.1 | 3891.6
Rock Channel Protection, Type CC without Filter | CY | 4 | 129.5 | 518
Concrete Masonry (For Half-Height Headwall for Plastic Pipe) | CY | 1 | 601.5 | 601.5
4" Shallow Pipe Underdrain | LF | 422 | 13.5 | 5697
Curb, Type 3-B | LF | 367 | 26 | 9542
Catch Basin, No. 2-2A | EA | 2 | 1159.45 | 2318.9
Catch Basin, No. 2-2B | EA | 1 | 1417.75 | 1417.75
Catch Basin, No. 3A | EA | 4 | 1801.25 | 7205
4" Conduit, Type F for Underdrain Outlets | LF | 80 | 7.5 | 600
12” HDPE N-12 Storm Sewer, Type B | LF | 80 | 68.5 | 5480
15” HDPE N-12 Storm Sewer, Type B | LF | 165 | 82.3 | 13579.5
18” HDPE N-12 Storm Sewer, Type B | LF | 32 | 92.5 | 2960
21” HDPE N-12 Storm Sewer, Type B | LF | 45 | 82.5 | 3712.5
Repair Seeding and Mulching | SY | 388 | 8.9 | 3453.2
Seeding and Mulching with Turf Reinforcing Mat | SY | 76 | 16.25 | 1235
Topsoil (Behind Curb) | CY | 14 | 38.5 | 539
Precast Manhole, Under 8' | EA | 3 | 2250.35 | 6751.05
118197.1

## TA Culvert
Tappan West Campground Culvert
Bid Tab
2015-12-09
|  |  | Bidder 1 |  | Bidder 2 |  | Bidder 3
Description | Quantity | Unit | unit price | total | unit price | total | unit price | total
Clearing and Grubbing | 1 | LS | 1000 | 1000 | 1200 | 1200 | 1750 | 1750
Pavement Removed | 152 | SY | 14 | 2128 | 4 | 608 | 14.5 | 2204
Pipe Removed, Over 24" | 168 | FT | 30 | 5040 | 7 | 1176 | 83.25 | 13986
Special - Fill and Plug Existing Conduit | 54 | FT | 50 | 2700 | 130 | 7020 | 126.25 | 6817.5
Water | 3.2 | MGAL | 5 | 16 |  | 0 | 182.5 | 584
Embankment | 780 | CY | 10 | 7800 | 30 | 23400 | 27 | 21060
Proof Rolling (Shared Use Path) | 1 | HR | 50 | 50 | 175 | 175 | 121.25 | 121.25
Proof Rolling (Aggregate Roadway) | 1 | HR | 50 | 50 | 175 | 175 | 121.25 | 121.25
Proof Rolling (Asphalt Roadway Pavement) | 1 | HR | 50 | 50 |  | 0 | 121.25 | 121.25
Subgrade Compaction (Aggregate Roadway) | 218 | SY | 3 | 654 | 8 | 1744 | 2.5 | 545
Subgrade Compaction (Asphalt Roadway Pavement) | 218 | SY | 3 | 654 |  | 0 | 2.5 | 545
Subgrade Compaction - Sidewalks/Paths | 96 | SY | 3 | 288 | 8 | 768 | 2.75 | 264
Asphalt Concrete Base, PG 64-22 | 28 | CY | 200 | 5600 |  | 0 | 671 | 18788
Aggregate Base - Sidewalks/Paths | 16 | CY | 95 | 1520 | 200 | 3200 | 121.75 | 1948
Aggregate Base (Aggregate Roadway) | 60 | CY | 85 | 5100 | 200 | 12000 | 124.5 | 7470
Aggregate Base (Asphalt Roadway Pavement) | 36 | CY | 100 | 3600 |  | 0 | 124.5 | 4482
Tack Coat for Intermediate Course | 8 | GAL | 4 | 32 |  | 0 | 11.75 | 94
Stabilized Crushed Aggregate (Shared Use Path) | 6 | CY | 85 | 510 | 200 | 1200 | 100 | 600
Stabilized Crushed Aggregate (Aggregate Roadway) | 19 | CY | 85 | 1615 | 200 | 3800 | 99.5 | 1890.5
Stabilized Crushed Aggregate (Asphalt Roadway Pavement) | 7 | CY | 90 | 630 |  | 0 | 95.5 | 668.5
Asphalt Concrete Surface Course, Type 1, PG 64-22 | 7 | CY | 505 | 3535 |  | 0 | 817 | 5719
Cofferdams and Excavation Bracing | 1 | LS | 5000 | 5000 | 11000 | 11000 | 89500 | 89500
Unclassified Excavation | 132 | CY | 24 | 3168 | 10 | 1320 | 82 | 10824
Epoxy Coated Reinforcing Steel | 8700 | LB | 1.5 | 13050 | 1.69 | 14703 | 1.05 | 9135
Class QC1 Concrete, Footing | 68 | CY | 400 | 27200 | 294 | 19992 | 640.25 | 43537
Class QC1 Concrete, Headwall (APP 1) | 2 | CY | 1600 | 3200 | 4800 | 9600 | 2300 | 4600
Class QC1 Concrete, Headwall (APP 2) | 2 | CY | 1600 | 3200 |  | 0 | 2300 | 4600
Class QC1 Concrete, Wingwall Above Footing (APP 1) | 17 | CY | 1450 | 24650 | 1471 | 25007 | 1150 | 19550
Class QC1 Concrete, Wingwall Above Footing (APP 2) | 17 | CY | 1500 | 25500 |  | 0 | 1225 | 20825
Type 2 Waterproofing | 303 | SY | 15 | 4545 | 9 | 2727 | 15.5 | 4696.5
1" Preformed Expansion Joint Filler | 40 | SF | 3 | 120 | 2.5 | 100 | 9.5 | 380
Porous Backfill with Filter Fabric | 23 | CY | 75 | 1725 | 150 | 3450 | 81.5 | 1874.5
Rock Channel Protection, Type A with Aggregate Filter | 154 | CY | 100 | 15400 | 150 | 23100 | 81.5 | 12551
Rock Channel Protection, Type D Without Filter | 54 | CY | 100 | 5400 | 140 | 7560 | 77.25 | 4171.5
14' x 6' Conduit, Type A, 706.05 | 80 | FT | 1700 | 136000 | 1200 | 96000 | 950 | 76000
Drainage Structure, Misc.: Maintenance of Culvert Flow | 1 | LS | 3000 | 3000 | 2000 | 2000 | 5850 | 5850
Maintaining Traffic | 1 | LS | 7500 | 7500 | 1000 | 1000 | 875 | 875
Construction Layout Stakes and Surveying | 1 | LS | 3000 | 3000 | 2500 | 2500 | 5300 | 5300
Mobilization | 1 | LS | 5000 | 5000 | 3000 | 3000 | 36350 | 36350
Repair Seeding and Mulching | 30 | SY | 5 | 150 | 2 | 60 | 29.25 | 877.5
Seeding and Mulching | 600 | SY | 3 | 1800 | 2 | 1200 | 7 | 4200
Commercial Fertilizer | 0.08 | TON | 1000 | 80 |  | 0 |  | 0
Lime | 0.12 | ACRE | 100 | 12 | 2000 | 240 | 975 | 117
Soil Analysis Test | 2 | EA | 50 | 100 | 500 | 1000 | 400 | 800
Topsoil | 67 | CY | 35 | 2345 | 50 | 3350 | 70 | 4690
Special - Form Liner | 235 | SF | 5 | 1175 | 15 | 3525 | 14.9 | 3501.5
|  |  |  | 334892 |  | 288900 |  | 454584.75

## TA Docks
Tappan Courtesy Dock Project
price quote tabulation
2016-09-14
wrong bid tab quantities
|  |  |  | Bidder 1 |  | Bidder 2 |  | Bidder 3 |  | Bidder 4
| Item | Qty | unit | unit price | total | unit price | total | unit price | total | unit price | total
1 | Mobilization | 1 | LS | 1100 | 1100 | 1000 | 1000 | 3100 | 3100 | 1800 | 1800
2 | Construction Staking | 1 | LS | 1500 | 1500 | 1000 | 1000 | 2850 | 2850 | 1800 | 1800
3 | Rock Channel Protection, Type C with fabric | 4 | CY | 125 | 500 | 120 | 360 | 110 | 440 | 150 | 600
4 | Clearing and Grubbing | 1 | LS | 2000 | 2000 | 2500 | 2500 | 750 | 750 | 1800 | 1800
5 | Excavation and Embankment | 1 | LS | 5500 | 5500 | 6400 | 6400 | 1850 | 1850 | 3750 | 3750
6 | 411 Crushed Limestone | 14 | CY | 90 | 1260 | 80 | 1120 | 75 | 1050 | 64.3 | 900.2
7 | 4" Concrete Walk | 6 | SY | 50 | 300 | 80 | 480 | 141 | 846 | 150 | 900
8 | No. 4 Stone | 29 | CY | 90 | 2610 | 70 | 1960 | 57 | 1653 | 180 | 5220
9 | No. 57 Stone | 1 | CY | 250 | 250 | 80 | 80 | 135 | 135 | 250 | 250
10 | Concrete Abutment | 1 | LS | 3850 | 3850 | 3500 | 3500 | 4000 | 4000 | 3850 | 3850
11 | Seeding and Mulching | 1 | LS | 300 | 300 | 1200 | 1200 | 3600 | 3600 | 3070 | 3070
| subtotal - base bid |  |  |  | 19170 |  | 19600 |  | 20274 |  | 23940.2
| alternate 001 |  |  |  | 1500 |  | 4000 |  | 1650 |  | 1900
| total with alternate |  |  |  | 20670 |  | 23600 |  | 21924 |  | 25840.2

## TA East CG
Tappan East Campground
Bid tabulation
2017-03-08
[5 empty] | Bidder 1 |  | Bidder 2 |  | Bidder 3 |  | Bidder 4
|  | Item | Qty | unit | Unit Price | Total | Unit Price | Total | Unit Price | Total | Unit Price | Total
Division 2A- Demolition
1 | 201 | Clearing and Grubbing - Include Stump Removal | 1 | LS | 17000 | 17000 | 20000 | 20000 | 25000 | 25000 | 79000 | 79000
2 | 202 | Demolition - Restroom Building in Area 23 | 1 | LS | 1000 | 1000 | 3000 | 3000 | 4500 | 4500 | 4900 | 4900
3 | 202 | Demolition - Shelter Building in Area 24 | 1 | LS | 1000 | 1000 | 2500 | 2500 | 4500 | 4500 | 3700 | 3700
4 | 202 | Demolition - Restroom Building in Area 24 | 1 | LS | 1000 | 1000 | 3000 | 3000 | 8000 | 8000 | 4900 | 4900
5 | 202 | Demolition - Restroom Building in Area 29 | 1 | LS | 700 | 700 | 3000 | 3000 | 8000 | 8000 | 4900 | 4900
6 | 202 | Demolition - Dumpster Pad | 1 | LS | 800 | 800 | 1400 | 1400 | 2000 | 2000 | 1000 | 1000
7 | 202 | Demolition - Existing Playground | 1 | LS | 800 | 800 | 3500 | 3500 | 3500 | 3500 | 1200 | 1200
8 | 202 | Remove Utility - Waterline | 2985 | LF | 2.5 | 7462.5 | 5 | 14925 | 17 | 50745 | 1 | 2985
9 | 202 | Remove Utility - Waterline Yard Hydrants | 4 | EA | 145 | 580 | 300 | 1200 | 775 | 3100 | 200 | 800
10 | 202 | Remove Utility - Waterline Valve | 1 | EA | 290 | 290 | 300 | 300 | 140 | 140 | 100 | 100
11 | 202 | Remove Utility - Electric (Underground) | 2369 | LF | 1 | 2369 | 1.35 | 3198.15 | 1.3 | 3079.7 | 1 | 2369
12 | 202 | Remove Utility - Electric Panel | 1 | EA | 254 | 254 | 200 | 200 | 155 | 155 | 100 | 100
13 | 202 | Remove Utility - Sanitary Dump Station/Vaults | 10 | EA | 700 | 7000 | 300 | 3000 | 1550 | 15500 | 2400 | 24000
14 | 202 | Remove Utility - Storm Drain | 4 | EA | 300 | 1200 | 500 | 2000 | 610 | 2440 | 50 | 200
15 | 202 | Remove Utility - Storm Pipe | 250 | LF | 7 | 1750 | 5 | 1250 | 19 | 4750 | 5 | 1250
16 | 202 | Remove Utility - French Drain | 86 | LF | 0.1 | 8.6 | 8 | 688 | 20 | 1720 | 5 | 430
17 | 202 | Remove Fence | 63 | LF | 10 | 630 | 5 | 315 | 10 | 630 | 2 | 126
18 | 202 | Remove (Export and Haul Away) Gravel Drives | 695 | SY | 0.1 | 69.5 | 4 | 2780 | 3.25 | 2258.75 | 1 | 695
19 | 202 | Remove (Export and Haul Away) Asphalt Pavement | 5068 | SY | 1 | 5068 | 5.25 | 26607 | 4.5 | 22806 | 5 | 25340
20 | 202 | Remove Misc. Items - Fire Rings, Grills Trash Cans, Signs, Posts | 1 | LS | 2000 | 2000 | 3500 | 3500 | 2800 | 2800 | 3000 | 3000
21 | 203 | Excavation | 22625 | CY | 12 | 271500 | 15 | 339375 | 16.25 | 367656.25 | 12 | 271500
22 | 203 | Embankment | 7284 | CY | 4 | 29136 | 2 | 14568 | 7.5 | 54630 | 12 | 87408
23 | 204 | Subgrade Compaction | 18851 | SY | 1.25 | 23563.75 | 1 | 18851 | 1.1 | 20736.1 | 2 | 37702
24 | 204 | Proof Rolling | 40 | HR | 175 | 7000 | 125 | 5000 | 100 | 4000 | 100 | 4000
25 | 207 | 12” Diameter Filter Sock | 5000 | LF | 4 | 20000 | 5 | 25000 | 4.5 | 22500 | 4 | 20000
26 | 207 | Concrete Washout Area | 2 | EA | 300 | 600 | 825 | 1650 | 800 | 1600 | 3000 | 6000
27 | 207 | Stabilized Construction Entrance | 1 | EA | 2000 | 2000 | 4000 | 4000 | 4000 | 4000 | 5000 | 5000
28 | 207 | Compost Sock Check Dam | 21 | EA | 150 | 3150 | 150 | 3150 | 230 | 4830 | 300 | 6300
29 | 207 | Rock Check Dam | 23 | EA | 205 | 4715 | 125 | 2875 | 800 | 18400 | 300 | 6900
30 | 207 | Catch Basin Inlet Protection | 10 | EA | 82 | 820 | 100 | 1000 | 125 | 1250 | 100 | 1000
31 | 207 | Temporary Diversion Dike | 1400 | LF | 2 | 2800 | 4.25 | 5950 | 3 | 4200 | 2.5 | 3500
32 | 207 | Temporary Seeding and Mulching | 100800 | SF | 0.05 | 5040 | 0.1 | 10080 | 0.2 | 20160 | 0.5 | 50400
33 | 503 | Cofferdams and Excavation Bracing | 1 | LS | 7000 | 7000 | 3500 | 3500 | 15000 | 15000 | 79000 | 79000
34 | 601 | Type B Rock Channel Protection with Filter | 37 | CY | 120 | 4440 | 90 | 3330 | 120 | 4440 | 120 | 4440
35 | 601 | Type C Rock Channel Protection with Filter | 23 | CY | 130 | 2990 | 95 | 2185 | 150 | 3450 | 110 | 2530
36 | 651 | Topsoil Stockpile | 5615 | CY | 1 | 5615 | 6 | 33690 | 7 | 39305 | 6 | 33690
37 | 652 | Placing Topsoil Stockpile | 4787 | CY | 20 | 95740 | 20 | 95740 | 8 | 38296 | 8 | 38296
38 | 671 | Swale Reinforcement Mats | 625 | SY | 6.5 | 4062.5 | 3 | 1875 | 2.25 | 1406.25 | 10 | 6250
39 | 671 | Turf Reinforcement Mats | 9450 | SY | 3 | 28350 | 2 | 18900 | 2.1 | 19845 | 3 | 28350
40 | SPEC | Tree Protection Fencing | 500 | LF | 4 | 2000 | 1.5 | 750 | 5.25 | 2625 | 2.25 | 1125
41 | SPEC | Stream Protection Drop Structures | 14 | EA | 4500 | 63000 | 6400 | 89600 | 4800 | 67200 | 14000 | 196000
42 | SPEC | Stream Restoration – Natural Stone | 3390 | LF | 4 | 13560 | 8 | 27120 | 5.5 | 18645 | 12 | 40680
43 | SPEC | Survey Control Monument | 2 | EA | 800 | 1600 | 600 | 1200 | 1000 | 2000 | 1000 | 2000
Division 2B – UTILITIES
44 | 602 | ODOT Half-Height Headwall 2.2 | 27 | EA | 600 | 16200 | 565 | 15255 | 1200 | 32400 | 500 | 13500
45 | 602 | ODOT Type A Wingwall | 48 | CY | 1000 | 48000 | 775 | 37200 | 1500 | 72000 | 450 | 21600
46 | 611 | ODOT Catch Basin No 2-2B | 9 | EA | 1300 | 11700 | 900 | 8100 | 1500 | 13500 | 750 | 6750
47 | 611 | Adjust Sanitary Manhole to Grade | 1 | EA | 1500 | 1500 | 400 | 400 | 400 | 400 | 250 | 250
48 | SPEC | 12” Storm Sewer Conduit, Type A- RCP | 147 | LF | 62 | 9114 | 47 | 6909 | 83 | 12201 | 90 | 13230
49 | SPEC | 12” Storm Sewer Conduit, Type B- RCP | 241 | LF | 55 | 13255 | 59 | 14219 | 82 | 19762 | 91 | 21931
50 | SPEC | 18" Storm Sewer Conduit, Type A- RCP | 215 | LF | 72 | 15480 | 57 | 12255 | 85 | 18275 | 99 | 21285
51 | SPEC | 18" Storm Sewer Conduit, Type B- RCP | 84 | LF | 70 | 5880 | 69 | 5796 | 92 | 7728 | 99 | 8316
52 | SPEC | 24" Storm Sewer Conduit, Type A- RCP | 35 | LF | 102 | 3570 | 70 | 2450 | 135 | 4725 | 110 | 3850
53 | SPEC | 30" Storm Sewer Conduit, Type A- RCP | 32 | LF | 125 | 4000 | 100 | 3200 | 170 | 5440 | 130 | 4160
54 | SPEC | 36" Storm Sewer Conduit, Type A- RCP | 65 | LF | 148 | 9620 | 122 | 7930 | 175 | 11375 | 165 | 10725
55 | SPEC | 48" x 72" Precast Reinforced Concrete Box Culvert , Type A | 104 | LF | 800 | 83200 | 525 | 54600 | 715 | 74360 | 950 | 98800
56 | 625 | New Branch Breaker Panels at Meter Centers, with 100 A feed | 5 | EA | 3433 | 17165 | 785 | 3925 | 1000 | 5000 | 3775 | 18875
57 | 625 | Service Feed from Utility Pole to H-Frames Underground | 1 | LS | 56697 | 56697 | 47000 | 47000 | 64500 | 64500 | 62000 | 62000
58 | 625 | Meter Centers with breakers and H-Frame Structure | 1 | LS | 47340 | 47340 | 91770 | 91770 | 72000 | 72000 | 52000 | 52000
59 | 625 | Electrical Underground Distribution Cable with PVC Conduit secondary to Buildings and Campsites | 1 | LS | 177889 | 177889 | 233125 | 233125 | 255000 | 255000 | 195000 | 195000
60 | - | Not Used | - | - | -
61 | 625 | Communication Installation Trench , 3" Rigid PVC and Backfill from Existing Pedestal to RR | 1 | LS | 14464 | 14464 | 5030 | 5030 | 24000 | 24000 | 16500 | 16500
62 | 638 | 6" Water Main w/Gravel Backfill | 920 | LF | 39 | 35880 | 36 | 33120 | 49 | 45080 | 109 | 100280
63 | 638 | 4" Water Main w/Gravel Backfill | 2485 | LF | 37 | 91945 | 33 | 82005 | 45 | 111825 | 104 | 258440
64 | 638 | 6" Gate Valve | 3 | EA | 1500 | 4500 | 1100 | 3300 | 1700 | 5100 | 1500 | 4500
65 | 638 | 4" Gate Valve | 6 | EA | 1300 | 7800 | 900 | 5400 | 1600 | 9600 | 1200 | 7200
66 | 638 | RV Standard Yard Hydrants | 66 | EA | 400 | 26400 | 460 | 30360 | 1000 | 66000 | 2000 | 132000
67 | 638 | RV Frost-Free Yard Hydrants | 6 | EA | 1000 | 6000 | 1200 | 7200 | 1500 | 9000 | 2500 | 15000
68 | 638 | Flush Hydrant | 6 | EA | 4800 | 28800 | 3800 | 22800 | 3800 | 22800 | 2500 | 15000
69 | 638 | Yard Hydrant | 2 | EA | 500 | 1000 | 500 | 1000 | 1100 | 2200 | 4000 | 8000
70 | SPEC | French Drain Complete - 6" Perforated Drain (1’ Gravel Width) | 1949 | LF | 11 | 21439 | 13 | 25337 | 18.5 | 36056.5 | 7.5 | 14617.5
71 | SPEC | French Drain Complete-6” Perforated Drain (2’ Gravel Width within Swales) | 1190 | LF | 14 | 16660 | 19 | 22610 | 30 | 35700 | 8.5 | 10115
72 | SPEC | 6” Solid Storm Conduit (SDR 35 PVC) – Swale French Drain Outlets | 114 | LF | 9 | 1026 | 16 | 1824 | 30 | 3420 | 14 | 1596
73 | SPEC | Site Lighting | 1 | LS | 66201 | 66201 | 91475 | 91475 | 103000 | 103000 | 70000 | 70000
74 | SPEC | Drinking Fountain (at Shelter) | 1 | EA | 5500 | 5500 | 5800 | 5800 | 4800 | 4800 | 5000 | 5000
75 | SPEC | 1/2” Water Lateral to Drinking Fountain | 19 | LF | 100 | 1900 | 32 | 608 | 145 | 2755 | 27 | 513
76 | SPEC | 2" Water Lateral To Restroom | 47 | LF | 43 | 2021 | 32 | 1504 | 120 | 5640 | 40 | 1880
77 | SPEC | 1" Water Laterals - RV Campsites | 3445 | LF | 29 | 99905 | 18 | 62010 | 38 | 130910 | 30 | 103350
78 | SPEC | 8" Sanitary Sewer (SDR 35 PVC) Main w/Gravel Backfill-Installed | 2988 | LF | 83 | 248004 | 51 | 152388 | 65 | 194220 | 300 | 896400
79 | - | Not Used | - | - | -
80 | SPEC | 48" Sanitary Sewer Manholes | 14 | EA | 3000 | 42000 | 2750 | 38500 | 3000 | 42000 | 2500 | 35000
81 | SPEC | Connect Sanitary to Existing Manhole | 3 | EA | 1300 | 3900 | 1200 | 3600 | 1300 | 3900 | 2700 | 8100
82 | SPEC | Connect Sanitary Lateral to Existing Sanitary Main | 2 | EA | 2000 | 4000 | 1400 | 2800 | 2000 | 4000 | 2000 | 4000
83 | SPEC | No. 1 and No.2 Angular Limestone - 12" Depth | 24 | CY | 66 | 1584 | 120 | 2880 | 125 | 3000 | 45 | 1080
84 | SPEC | 6" PVC Sleeve for Future Gas Line | 125 | LF | 48 | 6000 | 13 | 1625 | 45 | 5625 | 15 | 1875
85 | SPEC | Connect Water Main to Existing Water Main | 1 | EA | 5000 | 5000 | 1200 | 1200 | 3200 | 3200 | 4000 | 4000
86 | SPEC | 4” Perforated Underdrain (SDR 35 PVC) at Playgrounds | 201 | LF | 13 | 2613 | 10 | 2010 | 25 | 5025 | 7 | 1407
87 | SPEC | Sanitary Waste Drain and Signage, Complete | 2 | EA | 2000 | 4000 | 4000 | 8000 | 3000 | 6000 | 2000 | 4000
88 | SPEC | 4" Sewer Laterals Complete Includes Cleanouts, Wyes & Caps | 4470 | LF | 50 | 223500 | 25.5 | 113985 | 62 | 277140 | 150 | 670500
|  | Division 2C – SITEWORK |  |  | - |  |  | 0 |  |  |  | 0
89 | 254 | Existing Roadway Pavement Planing - 1.5" Depth | 1897 | SY | 2.35 | 4457.95 | 3 | 5691 | 7.5 | 14227.5 | 5.75 | 10907.75
90 | 255 | Full Depth Pavement Sawing | 3005 | LF | 1 | 3005 | 1.25 | 3756.25 | 3 | 9015 | 1 | 3005
91 | 301 | Asphalt Concrete Base - Transient and ADA RV Pads - 4" | 626 | CY | 158 | 98908 | 170 | 106420 | 220 | 137720 | 205 | 128330
92 | 301 | Asphalt Concrete Base - Seasonal RV Pads - 4" | 115 | CY | 158 | 18170 | 170 | 19550 | 220 | 25300 | 205 | 23575
93 | 301 | Asphalt Concrete Base - Parking Lots and Tent Sites - 4" | 159 | CY | 158 | 25122 | 170 | 27030 | 222 | 35298 | 205 | 32595
94 | 301 | Asphalt Concrete Base - Roadways - 4" | 961 | CY | 158 | 151838 | 150 | 144150 | 195 | 187395 | 180 | 172980
95 | 304 | Aggregate Base - Transient and ADA RV Pads - 6" | 939 | CY | 80 | 75120 | 63 | 59157 | 92 | 86388 | 45 | 42255
96 | 304 | Aggregate Base - Seasonal RV Pads (Concrete Area) - 4" | 91 | CY | 82 | 7462 | 63 | 5733 | 95 | 8645 | 45 | 4095
97 | 304 | Aggregate Base - Seasonal RV Pads (Asphalt Area) - 6" | 173 | CY | 82 | 14186 | 63 | 10899 | 93 | 16089 | 45 | 7785
98 | 304 | Aggregate Base - Parking Lots and Tent Sites - 6" | 238 | CY | 82 | 19516 | 63 | 14994 | 93 | 22134 | 45 | 10710
99 | 304 | Aggregate Base - Roadways - 6" | 1442 | CY | 60 | 86520 | 56 | 80752 | 90 | 129780 | 45 | 64890
100 | 304 | Aggregate Base - Trails - 6" | 45 | CY | 113 | 5085 | 65 | 2925 | 91 | 4095 | 45 | 2025
101 | 304 | Aggregate Base - Sidewalks - 4" | 31 | CY | 124 | 3844 | 70 | 2170 | 100 | 3100 | 45 | 1395
102 | 304 | Aggregate Base - ADA Site Picnic Table and Utility Connection Pads - 4" | 19 | CY | 83 | 1577 | 100 | 1900 | 120 | 2280 | 45 | 855
103 | 407 | Tack Coat (0.05 gal/SY) (Two Coats) - Parking Lots and Tent Sites | 143 | GAL | 2 | 286 | 3.5 | 500.5 | 2.25 | 321.75 | 3 | 429
104 | 407 | Tack Coat (0.05 gal/SY) (Two Coats) - Transient and ADA RV Pads | 564 | GAL | 2 | 1128 | 3.5 | 1974 | 2.25 | 1269 | 3 | 1692
105 | 407 | Tack Coat (0.05 gal/SY) (Two Coats) - Seasonal RV Pads | 104 | GAL | 2 | 208 | 3.5 | 364 | 2.25 | 234 | 3 | 312
106 | 407 | Tack Coat (0.05 gal/SY) (Two Coats) - Roadways | 810 | GAL | 2 | 1620 | 3.5 | 2835 | 2.25 | 1822.5 | 3 | 2430
107 | 407 | Tack Coat (0.05 gal/SY) (Single Coat) - Mill and Overlay Areas | 110 | GAL | 2 | 220 | 3.5 | 385 | 2.25 | 247.5 | 3 | 330
108 | 441 | Asphalt Type I Intermediate - Transient and ADA RV Pads - 1-3/4" | 274 | CY | 183 | 50142 | 185 | 50690 | 235 | 64390 | 245 | 67130
109 | 441 | Asphalt Type I Intermediate - Seasonal RV Pads - 1-3/4" | 50 | CY | 183 | 9150 | 185 | 9250 | 235 | 11750 | 245 | 12250
110 | 441 | Asphalt Type I Intermediate - Parking Lots and Tent Sites - 1-3/4" | 69 | CY | 183 | 12627 | 185 | 12765 | 235 | 16215 | 245 | 16905
111 | 441 | Asphalt Type I Intermediate - Roadways - 1-3/4" | 393 | CY | 183 | 71919 | 166 | 65238 | 200 | 78600 | 210 | 82530
112 | 441 | Asphalt Type I Surface - Transient and ADA RV Pads - 1-1/4" | 196 | CY | 186 | 36456 | 208 | 40768 | 290 | 56840 | 270 | 52920
113 | 441 | Asphalt Type I Surface - Seasonal RV Pads - 1-1/4" | 36 | CY | 186 | 6696 | 208 | 7488 | 290 | 10440 | 270 | 9720
114 | 441 | Asphalt Type I Surface - Parking Lots and Tent Sites - 1-1/4" | 50 | CY | 186 | 9300 | 208 | 10400 | 290 | 14500 | 270 | 13500
115 | 441 | Asphalt Type I Surface - Roadways - 1-1/4" | 281 | CY | 186 | 52266 | 189 | 53109 | 210 | 59010 | 215 | 60415
116 | 441 | Asphalt Type I Surface - Existing Restroom Parking Lot Asphalt Overlay - 1.5" Depth | 13 | CY | 186 | 2418 | 208 | 2704 | 290 | 3770 | 275 | 3575
117 | 441 | Asphalt Type I Surface - Existing Roadway Asphalt Overlay - 1.5" Depth | 79 | CY | 186 | 14694 | 189 | 14931 | 210 | 16590 | 215 | 16985
118 | 448 | Asphalt Concrete Surface Course (Light Traffic) - Trails - 2.5" | 17 | CY | 186 | 3162 | 231 | 3927 | 290 | 4930 | 605 | 10285
119 | 454 | Nonreinforced Portland Cement Concrete - Seasonal RV Pads - 5" | 818 | SY | 47 | 38446 | 44.5 | 36401 | 46 | 37628 | 80 | 65440
120 | 454 | Nonreinforced Portland Cement Concrete - 18" Diameter Utility Connection Pads - 4" | 40 | SY | 150 | 6000 | 320 | 12800 | 120 | 4800 | 80 | 3200
121 | 608 | Concrete Walk - 4" (CXT & Shelter Areas) | 2476 | SF | 8 | 19808 | 8.5 | 21046 | 7.5 | 18570 | 7 | 17332
122 | 608 | Concrete Walk - ADA Site Picnic Table and Utility Connection Pads - 4" | 1555 | SF | 8 | 12440 | 7.5 | 11662.5 | 8 | 12440 | 8 | 12440
123 | 630 | Traffic / Parking Signage - with Post and Base | 9 | EA | 220 | 1980 | 520 | 4680 | 1100 | 9900 | 225 | 2025
124 | 630 | Disabled Parking Sign - with Post and Base | 2 | EA | 180 | 360 | 520 | 1040 | 1100 | 2200 | 200 | 400
125 | 630 | Installation of MWCD provided Directional Signs | 4 | EA | 350 | 1400 | 265 | 1060 | 1000 | 4000 | 350 | 1400
126 | 642 | Pavement Marking - Channelizing Line | 876 | FT | 0.75 | 657 | 1 | 876 | 1.1 | 963.6 | 1.75 | 1533
127 | 642 | Pavement Marking - Handicap Symbol Marking | 4 | EA | 50 | 200 | 53 | 212 | 165 | 660 | 400 | 1600
128 | 642 | Pavement Marking - Parking Lot Stall and crosswalk Marking | 1130 | FT | 0.4 | 452 | 0.5 | 565 | 1.1 | 1243 | 2 | 2260
129 | SPEC | 6" Flush Curb at Tent Sites | 429 | LF | 18 | 7722 | 22 | 9438 | 32 | 13728 | 10 | 4290
130 | SPEC | 6" Flush Curb at ADA RV Sites | 205 | LF | 18 | 3690 | 12 | 2460 | 32 | 6560 | 10 | 2050
131 | SPEC | 6" Flush Curb at Playground | 283 | LF | 18 | 5094 | 27 | 7641 | 32 | 9056 | 10 | 2830
132 | SPEC | Geotextile at Playground | 415 | SY | 5 | 2075 | 2 | 830 | 1.8 | 747 | 14 | 5810
133 | SPEC | 6" Sand/Topsoil Mix at Tent Sites | 36 | CY | 66 | 2376 | 62 | 2232 | 133 | 4788 | 36 | 1296
134 | SPEC | 6" Gravel at Tent Site Tent Pads | 36 | CY | 80 | 2880 | 85 | 3060 | 65 | 2340 | 45 | 1620
135 | SPEC | 6" Sand/Topsoil Mix at ADA RV Site Tent Pads | 29 | CY | 62 | 1798 | 74 | 2146 | 133 | 3857 | 50 | 1450
136 | SPEC | 6" Gravel at ADA RV Site Tent Pads | 29 | CY | 78 | 2262 | 97 | 2813 | 65 | 1885 | 55 | 1595
137 | SPEC | 6' Long Concrete Wheel Stop | 24 | EA | 100 | 2400 | 125 | 3000 | 85 | 2040 | 56 | 1344
138 | SPEC | 8' Long Concrete Wheel Stop | 126 | EA | 140 | 17640 | 150 | 18900 | 110 | 13860 | 66 | 8316
139 | SPEC | Installation of ADA Fire Ring | 5 | EA | 770 | 3850 | 1600 | 8000 | 825 | 4125 | 240 | 1200
140 | SPEC | Grill - Belson Outdoors - Model CC-2640 | 2 | EA | 600 | 1200 | 850 | 1700 | 360 | 720 | 1500 | 3000
141 | SPEC | Prep Tables - Pilot Rock - APTX Series, 8’-0” length | 2 | EA | 300 | 600 | 675 | 1350 | 360 | 720 | 1000 | 2000
142 | - | Not Used | - | - | -
143 | SPEC | #57 Gravel Base at Playgrounds | 144 | CY | 72 | 10368 | 50 | 7200 | 95 | 13680 | 45 | 6480
|  | Division 2D – LANDSCAPE |  |  | - |  |  | 0 |  |  |  | 0
144 | 659 | Seeding and Mulching - MWCD Native Grass Seed Mix | 5555 | SY | 0.8 | 4444 | 1 | 5555 | 2.5 | 13887.5 | 0.9 | 4999.5
145 | 659 | Seeding and Mulching - ODOT Class 1 Mix | 37525 | SY | 0.9 | 33772.5 | 0.9 | 33772.5 | 2 | 75050 | 1 | 37525
146 | 659 | Mulching - Cobble Mulch | 1 | LS | 38637 | 38637 | 40500 | 40500 | 56910 | 56910 | 42000 | 42000
147 | 659 | Commercial Fertilizer | 4 | TON | 750 | 3000 | 800 | 3200 | 503 | 2012 | 2700 | 10800
148 | 659 | Water | 100 | MGAL | 65 | 6500 | 1 | 100 | 55.5 | 5550 | 65 | 6500
149 | 661 | General Landscaping - Shade Trees | 40 | EA | 337.65 | 13506 | 355 | 14200 | 680 | 27200 | 350 | 14000
150 | 661 | General Landscaping - Evergreen Trees | 20 | EA | 239.04 | 4780.8 | 251 | 5020 | 350 | 7000 | 250 | 5000
151 | 661 | General Landscaping - Understory Trees | 18 | EA | 254.09 | 4573.62 | 270 | 4860 | 462 | 8316 | 270 | 4860
152 | 661 | General Landscaping - Ornamental Trees | 17 | EA | 229.62 | 3903.54 | 241 | 4097 | 462 | 7854 | 250 | 4250
153 | 661 | General Landscaping - Tall Shrubs / Evergreen Shrubs | 109 | EA | 67.24 | 7329.16 | 71 | 7739 | 112 | 12208 | 70 | 7630
154 | 661 | General Landscaping - Low Shrubs Evergreen Shrubs | 77 | EA | 46.1 | 3549.7 | 49 | 3773 | 67 | 5159 | 50 | 3850
155 | 661 | RV Campsite Landscaping - Arrowhead Viburnum Shrub | 92 | EA | 66.41 | 6109.72 | 70 | 6440 | 78 | 7176 | 70 | 6440
156 | 661 | RV Campsite Landscaping - Goldfinger Potentilla | 138 | EA | 18.25 | 2518.5 | 19 | 2622 | 44 | 6072 | 20 | 2760
157 | 661 | RV Campsite Landscaping - Redosier Dogwood Shrub | 186 | EA | 66.09 | 12292.74 | 70 | 13020 | 78 | 14508 | 70 | 13020
158 | 661 | RV Campsite Landscaping - Spicebush | 91 | EA | 66.09 | 6014.19 | 70 | 6370 | 67 | 6097 | 70 | 6370
159 | 661 | RV Campsite Landscaping - Switch Grass | 242 | EA | 28.55 | 6909.1 | 30 | 7260 | 28 | 6776 | 30 | 7260
160 | 661 | RV Campsite Landscaping - Karl Forester Reed Grass | 435 | EA | 14.68 | 6385.8 | 16 | 6960 | 28 | 12180 | 16 | 6960
161 | 661 | RV Campsite Landscaping - Red Rays Switch Grass | 81 | EA | 14.68 | 1189.08 | 16 | 1296 | 28 | 2268 | 16 | 1296
162 | SPEC | Landscape Boulders | 12 | EA | 125 | 1500 | 130 | 1560 | 111 | 1332 | 150 | 1800
|  | Division 16 – ELECTRICAL |  |  | - |  |  | 0 |  |  |  | 0
163 | SPEC | Eaton Powerhouse Power Pedestal - Installation and connection only | 77 | EA | 1445.41 | 111296.57 | 1335 | 102795 | 900 | 69300 | 300 | 23100
|  | BUILDINGS |  |  | - |  |  | 0 |  |  |  | 0
164 | SPEC | Restroom Building Communications | 1 | LS | 23234 | 23234 | 22800 | 22800 | 500 | 500 | 7500 | 7500
165 | SPEC | Small Shelter Structure | 2 | LS | 66000 | 132000 | 60000 | 120000 | 51000 | 102000 | 30000 | 60000
166 | SPEC | Trash Enclosure - Complete in Place | 2 | EA | 16000 | 32000 | 22500 | 45000 | 22500 | 45000 | 16000 | 32000
167 | SPEC | Restroom Subgrade - #1 & #2 ODOT Crushed Stone | 100 | CY | 64 | 6400 | 60 | 6000 | 95 | 9500 | 45 | 4500
168 | SPEC | Restroom Subgrade & Outside - #5 & #7 Compacted Stone | 100 | CY | 54 | 5400 | 49 | 4900 | 85 | 8500 | 45 | 4500
169 | SPEC | Restroom - Compacted Cohesive Backfill - Exterior around the Building | 34 | CY | 40 | 1360 | 20 | 680 | 18 | 612 | 30 | 1020
170 | SPEC | Restroom - Excavation | 234 | CY | 15 | 3510 | 12 | 2808 | 17 | 3978 | 10 | 2340
171 | SPEC | Restroom - Foundation and Foundation Wall | 16 | CY | 1000 | 16000 | 2400 | 38400 | 825 | 13200 | 400 | 6400
172 | SPEC | Restroom - UG Utilities and Plumbing Connections (within 5' of building) | 1 | LS | 6800 | 6800 | 7800 | 7800 | 9000 | 9000 | 9000 | 9000
173 | SPEC | Shelters Subgrade - #1 & #2 ODOT Crushed Stone | 134 | CY | 64 | 8576 | 60 | 8040 | 95 | 12730 | 45 | 6030
174 | SPEC | Shelters - Subgrade - #57 Compacted Stone | 270 | CY | 54 | 14580 | 48 | 12960 | 90 | 24300 | 45 | 12150
175 | SPEC | Shelters - Subgrade - 4 inch thick compacted aggregate base | 25 | CY | 37 | 925 | 82 | 2050 | 100 | 2500 | 45 | 1125
176 | SPEC | Shelters - Excavation | 460 | CY | 12 | 5520 | 12 | 5520 | 25 | 11500 | 4 | 1840
177 | SPEC | Shelters - Pier Foundations | 38 | CY | 480 | 18240 | 728 | 27664 | 350 | 13300 | 400 | 15200
178 | SPEC | Shelters - Concrete in Slab-on-grade | 32 | CY | 370 | 11840 | 500 | 16000 | 290 | 9280 | 200 | 6400
|  | MISCELLANEOUS |  |  | - |  |  | 0 |  | 0 |  | 0
179 | 103 | Contract Performance Bond and Insurance (2%) | 1 | LS | 15000 | 15000 | 37500 | 37500 | 38000 | 38000 | 100000 | 100000
180 | 614 | Maintenance of Traffic | 1 | LS | 5000 | 5000 | 17500 | 17500 | 21500 | 21500 | 149000 | 149000
181 | 619 | Field Office | 1 | LS | 14000 | 14000 | 20000 | 20000 | 30000 | 30000 | 5000 | 5000
182 | 623 | Construction Layout Stakes | 1 | LS | 14000 | 14000 | 65000 | 65000 | 55000 | 55000 | 115000 | 115000
183 | 624 | Mobilization (5%) | 1 | LS | 64500 | 64500 | 55000 | 55000 | 10000 | 10000 | 315000 | 315000
184 | SPEC | Cement Stabilization Subgrade, 12 inches deep - Cabin Hill Road | 2137 | SY | 14 | 29918 | 13 | 27781 | 18 | 38466 | 25 | 53425
185 | - | Not Used | - | - | -
186 | SPEC | Utility Removal/Relocation - Gas | 234 | LF | 39.5 | 9243 | 23 | 5382 | 35 | 8190 | 30 | 7020
187 | - | Not Used | - | - | -
188 | SPEC | Allowance #5 - Utility Removal/Relocation - Electric (By AEP) | 1 | LS | 15000 | 15000 | 15000 | 15000 | 15000 | 15000 | 15000 | 15000
189 | - | Not Used | - | - | -
190 | SPEC | Allowance #7 - Electric Service Extension (By AEP) | 1 | LS | 10000 | 10000 | 10000 | 10000 | 10000 | 10000 | 10000 | 10000
191 | 625 | Allowance #8 - Utility Fees for Cabling and Transformers, and Poles, Overhead Single Phase to serve all Meter Centers (by AEP) | 1 | LS | 35000 | 35000 | 35000 | 35000 | 35000 | 35000 | 35000 | 35000
192 | SPEC | Contingency # 1 – Owner’s Allowance | 1 | LS | 75000 | 75000 | 75000 | 75000 | 75000 | 75000 | 75000 | 75000
193 | SPEC | Contingency #2 - Secondary Road Subbase Removal and Replacement | 1295 | SY | 18 | 23310 | 20 | 25900 | 35 | 45325 | 7.5 | 9712.5
194 | SPEC | Contingency #3 - Connection of existing Drainage Conduit (10' or smaller) | 300 | LF | 18 | 5400 | 29 | 8700 | 140 | 42000 | 50 | 15000
195 | SPEC | Contingency #4 - Utility Removal/Relocation - Water | 150 | LF | 30 | 4500 | 27 | 4050 | 85 | 12750 | 40 | 6000
|  | Base Bid Total |  |  |  | 3959584.82 |  | 3995399.9 |  | 4974354.9 |  | 6333996.25
Alternate #1
Add
A1-1 | 304 | Aggregate Base – Seasonal RV Pads (Asphalt Area) – 4” | CY | 115 | 82 | 9430 | 63 | 7245 | 100 | 11500 | 45 | 5175
A1-2 | 454 | 5” Non-Reinforced Concrete Pavement, Class QC1 - Seasonal RV Pads (Asphalt Area) | SY | 1036 | 60 | 62160 | 39 | 40404 | 55 | 56980 | 60 | 62160
A1-3 | 304 | Aggregate Base – Transient and ADA RV Pads – 4” | CY | 626 | 66 | 41316 | 63 | 39438 | 85 | 53210 | 45 | 28170
A1-4 | 454 | 5” Non-Reinforced Concrete Pavement, Class QC1 – Transient and ADA RV Pads | SY | 5635 | 60 | 338100 | 39 | 219765 | 58 | 326830 | 60 | 338100
201 |  | Alternate Additions Total |  |  |  | 451006 |  | 306852 |  | 448520 |  | 433605
202 |  | Deduct
203 |  | Asphalt Concrete Base – Seasonal RV Pads – 4” | CY | 115 | 158 | 18170 | 170 | 19550 | 220 | 25300 | 188 | 21620
204 |  | Aggregate Base – Seasonal RV Pads – 6” | CY | 173 | 82 | 14186 | 63 | 10899 | 93 | 16089 | 45 | 7785
205 |  | Tack Coat – Seasonal RV | GAL | 104 | 2 | 208 | 3.5 | 364 | 2.25 | 234 | 2 | 208
206 |  | Asphalt Type I Intermediate – Seasonal RV Pads – 1-3/4” | CY | 50 | 183 | 9150 | 185 | 9250 | 235 | 11750 | 220 | 11000
207 |  | Asphalt Type I Surface – Seasonal RV Pads - 1-1/4” | CY | 36 | 186 | 6696 | 208 | 7488 | 290 | 10440 | 245 | 8820
208 |  | Asphalt Concrete Base – Transient and ADA Pads – 4” | CY | 626 | 158 | 98908 | 170 | 106420 | 220 | 137720 | 188 | 117688
209 |  | Aggregate Base – Transient and ADA Pads – 6” | CY | 939 | 80 | 75120 | 63 | 59157 | 92 | 86388 | 45 | 42255
210 |  | Tack Coat – Transient and ADA RV Pads | GAL | 564 | 2 | 1128 | 3.5 | 1974 | 2.25 | 1269 | 2 | 1128
211 |  | Asphalt Type I Intermediate – Transient and ADA Pads – 1-3/4” | CY | 274 | 183 | 50142 | 185 | 50690 | 235 | 64390 | 220 | 60280
212 |  | Asphalt Type I Surface – Roadways & Parking Lots -1-1/4” | CY | 196 | 186 | 36456 | 208 | 40768 | 290 | 56840 | 245 | 48020
213 |  | Alternate Deduct Total |  |  |  | 310164 |  | 306560 |  | 410420 |  | 318804
214
215 |  | Total Change with Alternate #1 |  |  |  | 140842 |  | 292 |  | 38100 |  | 114801
216
217 |  | Alternate #2
218 |  | Addition
219 |  | Remove (Export and Haul Away) Asphalt Pavement | SY | 1897 | 5 | 9485 | 5.25 | 9959.25 | 3.5 | 6639.5 | 5 | 9485
220 |  | Subgrade Compaction | SY | 1897 | 1.25 | 2371.25 | 1 | 1897 | 1.25 | 2371.25 | 1 | 1897
221 |  | Proof Rolling | SY | 1897 | 0.3 | 569.1 | 0.25 | 474.25 | 2 | 3794 | 100 | 189700
222 |  | Aggregate Base – 6” | CY | 334 | 60 | 20040 | 63 | 21042 | 92 | 30728 | 45 | 15030
223 |  | Asphalt Concrete Base – 4” | CY | 223 | 158 | 35234 | 149 | 33227 | 195 | 43485 | 173 | 38579
224 |  | Tack Coat (0.05 gal/SY) (Two Coats) | GAL | 190 | 2 | 380 | 3.5 | 665 | 2.2 | 418 | 2 | 380
225 |  | Asphalt Type I Intermediate –1-3/4” Depth | CY | 93 | 183 | 17019 | 189 | 17577 | 200 | 18600 | 209 | 19437
226 |  | Asphalt Type I Surface – 1.25” Depth | CY | 66 | 186 | 12276 | 189 | 12474 | 210 | 13860 | 214 | 14124
227 |  | Alternate Additions Total |  |  |  | 97374.35 |  | 97315.5 |  | 119895.75 |  | 288632
228 |  | Deduct
229 |  | Existing Roadway Pavement Planing – 1.5” Depth | SY | 1897 | 2.35 | 4457.95 | 3 | 5691 | 7.5 | 14227.5 | 5.25 | 9959.25
230 |  | Full Depth Sawcut | LF | 2225 | 1 | 2225 | 1.25 | 2781.25 | 3 | 6675 | 1 | 2225
231 |  | Tack Coat | GAL | 95 | 2 | 190 | 3.5 | 332.5 | 2.25 | 213.75 | 2 | 190
232 |  | Asphalt Type I Surface – Existing Roadway Asphalt Overlay – 1.5” Depth | CY | 79 | 186 | 14694 | 189 | 14931 | 210 | 16590 | 195 | 15405
|  | Alternate Deduct Total |  |  |  | 21566.95 |  | 23735.75 |  | 37706.25 |  | 27779.25
233 |  | Total Change with Alternate #2 |  |  |  | 75807.4 |  | 73579.75 |  | 82189.5 |  | 260852.75
234
|  | Base Bid Total |  |  |  | 3959584.82 |  | 3995399.9 |  | 4974354.9 |  | 6333996.25
235 |  | Total with Alt #1 |  |  |  | 4100426.82 |  | 3995691.9 |  | 5012454.9 |  | 6448797.25
236 |  | Total with Alt #2 |  |  |  | 4035392.22 |  | 4068979.65 |  | 5056544.4 |  | 6594849
237 |  | Total with Alt #1 and #2 |  |  |  | 4176234.22 |  | 4069271.65 |  | 5094644.4 |  | 6709650

## TA CG PH1
TAPPAN LAKE PARK PHASE 1 CAMPGROUND |  |  |  |  | Bidder 1 |  | Bidder 2 |  | Bidder 3 |  | Bidder 4 |  | Bidder 5
Item | ODOT CMS No. | Description | Estimated | Unit | Bid Unit | Bid Price | Bid Unit | Bid Price | Bid Unit | Bid Price | Bid Unit | Bid Price | Bid Unit | Bid Price
No. |  |  | Quantity |  | Price |  | Price |  | Price |  | Price |  | Price
Division 2A- Demolition
1 | 201 | Clearing and Grubbing - Include Stump Removal | 1 | LS | 15400 | 15400 | 30000 | 30000 | 97000 | 97000 | 67327 | 67327 | 24000 | 24000
2 | 202 | Demolition – Shower house Building in Area 10B | 1 | LS | 4400 | 4400 | 6000 | 6000 | 7500 | 7500 | 6877 | 6877 | 3500 | 3500
3 | 202 | Demolition – Shower house Building in Area 11 | 1 | LS | 4400 | 4400 | 6000 | 6000 | 7500 | 7500 | 6123 | 6123 | 3500 | 3500
4 | 202 | Demolition - Restroom Building in Area 12 | 1 | LS | 2200 | 2200 | 2500 | 2500 | 10000 | 10000 | 6988 | 6988 | 2700 | 2700
5 | 202 | Remove Utility – Electric Service Box | 93 | EA | 63.8 | 5933.4 | 125 | 11625 | 100 | 9300 | 208 | 19344 | 97 | 9021
6 | 202 | Remove Utility – Sanitary Sewer | 1667 | LF | 12.1 | 20170.7 | 6 | 10002 | 5 | 8335 | 7.2 | 12002.4 | 11.5 | 19170.5
7 | 202 | Remove Utility – Sanitary Clean Out | 10 | EA | 55 | 550 | 175 | 1750 | 50 | 500 | 143 | 1430 | 161 | 1610
8 | 202 | Remove Utility – Waterline | 2151 | LF | 7.7 | 16562.7 | 6 | 12906 | 5 | 10755 | 4.2 | 9034.2 | 11.5 | 24736.5
9 | 202 | Remove Utility - Waterline Yard Hydrants | 8 | EA | 110 | 880 | 200 | 1600 | 50 | 400 | 175 | 1400 | 230 | 1840
10 | 202 | Remove Utility - Waterline valve | 7 | EA | 110 | 770 | 300 | 2100 | 50 | 350 | 244 | 1708 | 161 | 1127
11 | 202 | Remove Utility - Electric (Underground) | 4847 | LF | 1.1 | 5331.7 | 2 | 9694 | 1 | 4847 | 1.9 | 9209.3 | 2 | 9694
12 | 202 | Remove Utility - Electric Panel | 10 | EA | 190.3 | 1903 | 115 | 1150 | 50 | 500 | 445 | 4450 | 165 | 1650
13 | 202 | Remove Utility - Sanitary Dump Station/Vaults | 15 | EA | 330 | 4950 | 115 | 1725 | 500 | 7500 | 627 | 9405 | 1500 | 22500
14 | 202 | Remove Utility - Storm Drain | 3 | EA | 220 | 660 | 350 | 1050 | 50 | 150 | 220 | 660 | 285 | 855
15 | 202 | Remove Utility - Storm Pipe | 551 | LF | 11 | 6061 | 6 | 3306 | 5 | 2755 | 4.6 | 2534.6 | 11 | 6061
16 | 202 | Remove Utility - Gas Line | 333 | LF | 7.7 | 2564.1 | 10 | 3330 | 2.5 | 832.5 | 1.8 | 599.4 | 11.5 | 3829.5
17 | 202 | Remove (Export and Haul away) Concrete Walks | 18 | SY | 11 | 198 | 30 | 540 | 10 | 180 | 7.8 | 140.4 | 48 | 864
18 | 202 | Remove (Export and Haul away) Gravel Drives | 2576 | SY | 1.1 | 2833.6 | 6.5 | 16744 | 0.5 | 1288 | 2.2 | 5667.2 | 8 | 20608
19 | 202 | Remove (Export and Haul away) Asphalt Pavement | 5155 | SY | 2.2 | 11341 | 3.75 | 19331.25 | 5 | 25775 | 4.2 | 21651 | 8.5 | 43817.5
20 | 202 | Remove Misc. Items - Fire Rings, Grills Trash Cans, Signs, Posts | 1 | LS | 2618 | 2618 | 3500 | 3500 | 4500 | 4500 | 6546 | 6546 | 9200 | 9200
21 | 203 | Excavation | 11476 | CY | 12.1 | 138859.6 | 18 | 206568 | 10 | 114760 | 16.25 | 186485 | 20 | 229520
22 | 203 | Embankment | 6104 | CY | 7.7 | 47000.8 | 4 | 24416 | 10 | 61040 | 12.2 | 74468.8 | 5 | 30520
23 | 204 | Subgrade Compaction | 14270 | SY | 1.1 | 15697 | 1.15 | 16410.5 | 1 | 14270 | 2.4 | 34248 | 1.5 | 21405
24 | 204 | Proof Rolling | 40 | HR | 115.5 | 4620 | 125 | 5000 | 100 | 4000 | 200 | 8000 | 240 | 9600
25 | 206 | Cement Stabilization of Subgrade, 12” Thick (Prior to 04-01-18 for Temporary Access Drives during Construction) | 1218 | SY | 20.9 | 25456.2 | 16 | 19488 | 20 | 24360 | 14.8 | 18026.4 | 17 | 20706
26 | 206 | Cement Stabilization of Subgrade, 12” Thick (Remainder of the Connector Road) | 578 | SY | 36.3 | 20981.4 | 27 | 15606 | 30 | 17340 | 14.8 | 8554.4 | 25 | 14450
27 | 207 | 12" Diameter Filter Sock | 4872 | LF | 4.4 | 21436.8 | 5 | 24360 | 3 | 14616 | 7.2 | 35078.4 | 6 | 29232
28 | 207 | Concrete Washout Area | 2 | EA | 1100 | 2200 | 850 | 1700 | 3000 | 6000 | 312 | 624 | 400 | 800
29 | 207 | Stabilized Construction Entrance | 1 | EA | 3080 | 3080 | 1500 | 1500 | 4700 | 4700 | 3121 | 3121 | 3450 | 3450
30 | 207 | Compost Sock Check Dam | 28 | EA | 275 | 7700 | 90 | 2520 | 80 | 2240 | 102 | 2856 | 140 | 3920
31 | 207 | Rock Check Dam | 16 | EA | 385 | 6160 | 175 | 2800 | 1500 | 24000 | 88 | 1408 | 340 | 5440
32 | 207 | Catch Basin Inlet Protection | 19 | EA | 165 | 3135 | 100 | 1900 | 100 | 1900 | 112 | 2128 | 140 | 2660
33 | 207 | Temporary Diversion Dike | 1990 | LF | 2.2 | 4378 | 1.5 | 2985 | 3 | 5970 | 4 | 7960 | 2.5 | 4975
34 | 207 | Temporary Seeding and Mulching | 145536 | SF | 0.04 | 5821.44 | 0.07 | 10187.52 | 0.1 | 14553.6 | 0.05 | 7276.8 | 0.1 | 14553.6
35 | 503 | Cofferdams and Excavation Bracing | 1 | LS | 5500 | 5500 | 2875 | 2875 | 5000 | 5000 | 21776 | 21776 | 23000 | 23000
36 | 601 | Type C Rock Channel Protection with Filter | 26 | CY | 137.5 | 3575 | 165 | 4290 | 100 | 2600 | 118 | 3068 | 125 | 3250
37 | 651 | Topsoil Stockpile | 4300 | CY | 5.5 | 23650 | 4 | 17200 | 3 | 12900 | 14.8 | 63640 | 7.25 | 31175
38 | 652 | Placing Topsoil Stockpile | 3648 | CY | 7.7 | 28089.6 | 16 | 58368 | 3 | 10944 | 10.6 | 38668.8 | 10.5 | 38304
39 | 671 | Swale Reinforcement Mats | 170 | SY | 7.7 | 1309 | 6 | 1020 | 2 | 340 | 8.2 | 1394 | 4 | 680
40 | 671 | Turf Reinforcement Mats | 10636 | SY | 2.48 | 26377.28 | 2.5 | 26590 | 5.25 | 55839 | 4.6 | 48925.6 | 2.3 | 24462.8
41 | SPEC | Tree Protection Fencing | 11300 | LF | 1.65 | 18645 | 0.75 | 8475 | 3 | 33900 | 2.8 | 31640 | 3.75 | 42375
42 | SPEC | Stream Protection Drop Structures, Complete | 7 | EA | 6380 | 44660 | 5800 | 40600 | 3000 | 21000 | 6468 | 45276 | 6100 | 42700
43 | SPEC | Stream Restoration - Natural Stone | 50 | Tons | 88 | 4400 | 85 | 4250 | 86 | 4300 | 124 | 6200 | 53 | 2650
44 | SPEC | Full Depth Subgrade Repair, As Per Plan | 1056 | SY | 19.8 | 20908.8 | 20 | 21120 | 18 | 19008 | 54.6 | 57657.6 | 36 | 38016
45 | SPEC | Full Depth Subgrade Repair Underdrain, As Per Plan | 559 | LF | 11 | 6149 | 10 | 5590 | 16 | 8944 | 7.4 | 4136.6 | 11 | 6149
46 | SPEC | Survey Control Monument | 1 | EA | 440 | 440 | 875 | 875 | 2000 | 2000 | 826 | 826 | 380 | 380
47 | SPEC | Removal and Disposal of Drop Structure from East Campground | 2 | EA | 1100 | 2200 | 1500 | 3000 | 1000 | 2000 | 3433 | 6866 | 1200 | 2400
|  | Division 2B- Utilities | [7 empty] | 0 |  | 0 |  | 0
48 | 602 | ODOT Half-Height Headwall 2.2 | 16 | EA | 1045 | 16720 | 595 | 9520 | 500 | 8000 | 550 | 8800 | 1300 | 20800
49 | 611 | ODOT Catch Basin No. 2-3 | 2 | EA | 1980 | 3960 | 1175 | 2350 | 1300 | 2600 | 1978 | 3956 | 1700 | 3400
50 | 611 | ODOT Catch Basin No. 2-2B | 17 | EA | 1650 | 28050 | 925 | 15725 | 1250 | 21250 | 1659 | 28203 | 1600 | 27200
51 | 611 | 12" Storm Sewer Conduit, Type A - RCP | 70 | LF | 36.3 | 2541 | 52 | 3640 | 66 | 4620 | 76.4 | 5348 | 58 | 4060
52 | 611 | 12" Storm Sewer Conduit, Type B - RCP | 56 | LF | 44 | 2464 | 61 | 3416 | 69 | 3864 | 76.4 | 4278.4 | 58 | 3248
53 | 611 | 12" Storm Sewer Conduit, Type B - HDPE | 433 | LF | 25.85 | 11193.05 | 37 | 16021 | 62 | 26846 | 68.7 | 29747.1 | 44 | 19052
54 | 611 | 18" Storm Sewer Conduit, Type A - RCP | 44 | LF | 55 | 2420 | 68 | 2992 | 79 | 3476 | 84.6 | 3722.4 | 65 | 2860
55 | 611 | 18" Storm Sewer Conduit, Type B - RCP | 45 | LF | 54.45 | 2450.25 | 81 | 3645 | 83 | 3735 | 84.6 | 3807 | 73 | 3285
56 | 611 | 18" Storm Sewer Conduit, Type B - HDPE | 58 | LF | 37.4 | 2169.2 | 52 | 3016 | 73 | 4234 | 77.6 | 4500.8 | 55 | 3190
57 | 611 | 24" Storm Sewer Conduit, Type A - RCP | 271 | LF | 79.2 | 21463.2 | 83 | 22493 | 94 | 25474 | 102.4 | 27750.4 | 86 | 23306
58 | 611 | 24" Storm Sewer Conduit, Type B - RCP | 93 | LF | 82.5 | 7672.5 | 92 | 8556 | 99 | 9207 | 102.4 | 9523.2 | 97 | 9021
59 | 625 | Underground Primary Conduit (2”-3”) for Utility Feeds to Padmount Transformers | 1 | LS | 50460 | 50460 | 52000 | 52000 | 56000 | 56000 | 76072 | 76072 | 114200 | 114200
60 | 625 | H Frame Construction with CT Cabinet and Meter Base | 5 | EA | 9836.2 | 49181 | 11000 | 55000 | 10000 | 50000 | 15423 | 77115 | 19050 | 95250
61 | 625 | Service Feed from Utility Padmount Transformers to H-Frames Underground | 5 | EA | 7653.8 | 38269 | 8000 | 40000 | 8000 | 40000 | 14772 | 73860 | 14500 | 72500
62 | 625 | Main Distribution Panels at H-Frames | 5 | EA | 5443.9 | 27219.5 | 5000 | 25000 | 6000 | 30000 | 7879 | 39395 | 5400 | 27000
63 | 625 | Electrical Underground to Campsites and Restroom Building | 1 | LS | 165849.2 | 165849.2 | 177000 | 177000 | 171000 | 171000 | 225438 | 225438 | 211000 | 211000
64 | 625 | Communication Installation Trench, 3" Rigid PVC and Backfill From Existing Pedestal to RR | 1 | LS | 48716.8 | 48716.8 | 30000 | 30000 | 65000 | 65000 | 49897 | 49897 | 67000 | 67000
65 | 638 | 6” Water Main w/Gravel Backfill, Complete | 231 | LF | 41.8 | 9655.8 | 50 | 11550 | 39 | 9009 | 48.9 | 11295.9 | 73 | 16863
66 | 638 | 4" Water Main w/Gravel Backfill, Complete | 2624 | LF | 22 | 57728 | 36 | 94464 | 34 | 89216 | 44.3 | 116243.2 | 59 | 154816
67 | 638 | 2" Water Main w/Gravel Backfill, Complete | 693 | LF | 23.1 | 16008.3 | 27 | 18711 | 32 | 22176 | 36.8 | 25502.4 | 41 | 28413
68 | 638 | 6" Gate Valve | 2 | EA | 1375 | 2750 | 1150 | 2300 | 1500 | 3000 | 1022 | 2044 | 1100 | 2200
69 | 638 | 4" Gate Valve | 7 | EA | 1265 | 8855 | 950 | 6650 | 1000 | 7000 | 793 | 5551 | 1000 | 7000
70 | 638 | 2" Gate Valve | 2 | EA | 880 | 1760 | 770 | 1540 | 600 | 1200 | 658 | 1316 | 800 | 1600
71 | 638 | RV Standard Yard Hydrants | 75 | EA | 1375 | 103125 | 690 | 51750 | 900 | 67500 | 877 | 65775 | 900 | 67500
72 | 638 | Flush Hydrant | 2 | EA | 5225 | 10450 | 3600 | 7200 | 2000 | 4000 | 2439 | 4878 | 6200 | 12400
73 | 638 | Yard Hydrant | 3 | EA | 660 | 1980 | 690 | 2070 | 900 | 2700 | 408 | 1224 | 920 | 2760
74 | SPEC | French Drain, Complete - 6" Perforated Drain (1' Gravel Width) | 1227 | LF | 14.3 | 17546.1 | 15 | 18405 | 18 | 22086 | 11.2 | 13742.4 | 20 | 24540
75 | SPEC | French Drain, Complete - 6" Perforated Drain (2' Gravel Width) | 1906 | LF | 19.8 | 37738.8 | 23 | 43838 | 20 | 38120 | 13.4 | 25540.4 | 30 | 57180
76 | SPEC | Site Lighting | 1 | LS | 29486.6 | 29486.6 | 32000 | 32000 | 47000 | 47000 | 48732 | 48732 | 25350 | 25350
77 | SPEC | 2" Water Lateral to Restroom, Complete | 61 | LF | 35.2 | 2147.2 | 51 | 3111 | 90 | 5490 | 36.2 | 2208.2 | 120 | 7320
78 | SPEC | 1" Water Laterals, Complete - RV Campsites / Yard Hydrants | 3267 | LF | 11 | 35937 | 18.5 | 60439.5 | 61 | 199287 | 25.8 | 84288.6 | 52 | 169884
79 | SPEC | 8" Sanitary Sewer (SDR 35 PVC) Main w/Gravel Backfill-Installed | 1554 | LF | 71.5 | 111111 | 74 | 114996 | 50 | 77700 | 54.8 | 85159.2 | 62 | 96348
80 | SPEC | 8" Sanitary Sewer (C900 PVC) Main w/Gravel Backfill-Installed | 702 | LF | 82.5 | 57915 | 79 | 55458 | 50 | 35100 | 58.6 | 41137.2 | 64 | 44928
81 | SPEC | 48" Sanitary Sewer Manholes | 11 | EA | 4950 | 54450 | 3500 | 38500 | 2000 | 22000 | 3768 | 41448 | 3600 | 39600
82 | SPEC | Connect Existing Sanitary to Proposed Manhole | 1 | LS | 1980 | 1980 | 2300 | 2300 | 2000 | 2000 | 2432 | 2432 | 1600 | 1600
83 | SPEC | Connect Water Main to Existing Water Main | 4 | EA | 550 | 2200 | 700 | 2800 | 2000 | 8000 | 1121 | 4484 | 850 | 3400
84 | SPEC | Sanitary Gray Water Basin and Signage, Complete | 3 | EA | 2200 | 6600 | 3750 | 11250 | 500 | 1500 | 1672 | 5016 | 3800 | 11400
85 | SPEC | Sanitary Dump Station, Hydrant and Signage, Complete | 1 | EA | 3300 | 3300 | 9225 | 9225 | 4900 | 4900 | 5124 | 5124 | 23350 | 23350
86 | SPEC | 4” Sewer Laterals with Premium Backfill, Complete | 2990 | LF | 44 | 131560 | 36.5 | 109135 | 40 | 119600 | 24.2 | 72358 | 106 | 316940
87 | SPEC | 4" Sewer Laterals, without Premium Backfill, Complete | 770 | LF | 33 | 25410 | 29.5 | 22715 | 30 | 23100 | 22.4 | 17248 | 81 | 62370
|  | Division 2C- Sitework | [5 empty] | 0 |  | 0 |  | 0 |  | 0
88 | 255 | Full Depth Pavement Sawing | 84 | LF | 4.4 | 369.6 | 6 | 504 | 2 | 168 | 4 | 336 | 6 | 504
89 | 301 | Asphalt Concrete Base – Roadways and Parking Lots - 4" | 766 | CY | 139.7 | 107010.2 | 131 | 100346 | 130 | 99580 | 139.4 | 106780.4 | 172.65 | 132249.9
90 | 304 | Aggregate Base - RV Pads - 4" | 778 | CY | 66 | 51348 | 65 | 50570 | 45 | 35010 | 69.6 | 54148.8 | 76 | 59128
91 | 304 | Aggregate Base – Roadways and Parking Lots - 6" | 1148 | CY | 66 | 75768 | 55 | 63140 | 45 | 51660 | 69.4 | 79671.2 | 76 | 87248
92 | 304 | Aggregate Base - Sidewalks - 4" | 14 | CY | 66 | 924 | 150 | 2100 | 45 | 630 | 70.8 | 991.2 | 93 | 1302
93 | 407 | Tack Coat (0.04 gal/SY) (Two Coats) - Roadways and Parking Lots | 551 | GAL | 3.3 | 1818.3 | 3 | 1653 | 3 | 1653 | 3.8 | 2093.8 | 2.15 | 1184.65
94 | 408 | Prime Coat (0.45 gal/SY) (One Coat) – Roadways and Parking Lots | 3100 | GAL | 5.78 | 17918 | 5.5 | 17050 | 5.5 | 17050 | 3.8 | 11780 | 3.55 | 11005
95 | 441 | Asphalt Type II Intermediate – Roadways and Parking Lots - 1-3/4" | 320 | CY | 180.4 | 57728 | 169 | 54080 | 165 | 52800 | 172.4 | 55168 | 197 | 63040
96 | 441 | Asphalt Type I Surface – Roadways and Parking Lots - 1-1/4" | 228 | CY | 198 | 45144 | 186 | 42408 | 180 | 41040 | 177.4 | 40447.2 | 225 | 51300
97 |  | Not Used |  |  | 0 | 0 | 0 | 0 | 0 | 0 |  | 0 | 0 | 0
98 |  | Not Used |  |  | 0 | 0 | 0 | 0 | 0 | 0 |  | 0 | 0 | 0
99 | 454 | Nonreinforced Portland Cement Concrete, QC1 - RV Pads - 5" | 6995 | SY | 47.3 | 330863.5 | 37 | 258815 | 109 | 762455 | 56.2 | 393119 | 75 | 524625
100 | 454 | Nonreinforced Portland Cement Concrete - 18" Diameter Utility Connection Pads - 4" | 50 | SY | 165 | 8250 | 114 | 5700 | 100 | 5000 | 168 | 8400 | 76 | 3800
101 | 608 | Concrete Walk - 4" | 1141 | SF | 5.5 | 6275.5 | 11 | 12551 | 6 | 6846 | 6.6 | 7530.6 | 8 | 9128
102 | 630 | Traffic / Parking Signage - with Post and Base | 24 | EA | 242 | 5808 | 525 | 12600 | 200 | 4800 | 228 | 5472 | 150 | 3600
103 | 630 | Disabled Parking Sign - with Post and Base | 1 | EA | 198 | 198 | 500 | 500 | 300 | 300 | 264 | 264 | 250 | 250
104 | 630 | Installation of MWCD provided Directional Signs | 3 | EA | 291.5 | 874.5 | 325 | 975 | 2000 | 6000 | 198 | 594 | 300 | 900
105 | 646 | Epoxy Pavement Marking - Channelizing Line | 530 | LF | 11.99 | 6354.7 | 6 | 3180 | 11 | 5830 | 8.2 | 4346 | 7 | 3710
106 | 646 | Epoxy Pavement Marking - Handicap Symbol Marking | 1 | EA | 825 | 825 | 475 | 475 | 750 | 750 | 565 | 565 | 465 | 465
107 | 646 | Epoxy Pavement Marking - Parking Lot Stall Marking | 330 | LF | 11.77 | 3884.1 | 7 | 2310 | 11 | 3630 | 7.6 | 2508 | 7 | 2310
108 | SPEC | 6' Long Concrete Wheel Stop | 66 | EA | 66 | 4356 | 150 | 9900 | 90 | 5940 | 126 | 8316 | 136 | 8976
109 | SPEC | 8' Long Concrete Wheel Stop | 88 | EA | 88 | 7744 | 195 | 17160 | 100 | 8800 | 149 | 13112 | 139 | 12232
110 | SPEC | Temporary Gravel Access Drives at Existing Campsites to Remain | 4 | EA | 1100 | 4400 | 750 | 3000 | 1000 | 4000 | 2989 | 11956 | 450 | 1800
|  | DIVISION 2D - LANDSCAPE | [7 empty] | 0 |  | 0 | 0 | 0
111 | 659 | Seeding and Mulching - ODOT Class 1 Mix | 24149 | SY | 1.1 | 26563.9 | 1 | 24149 | 1 | 24149 | 1.4 | 33808.6 | 1 | 24149
112 | 659 | Seeding and Mulching - MWCD Native Grass Seed Mix (Seed Mix B) | 4963 | SY | 1.65 | 8188.95 | 1 | 4963 | 0.9 | 4466.7 | 1.4 | 6948.2 | 1 | 4963
113 | 659 | Commercial Fertilizer | 3 | TON | 1980 | 5940 | 1500 | 4500 | 750 | 2250 | 658 | 1974 | 810 | 2430
114 | 659 | Water | 100 | MGAL | 88 | 8800 | 1 | 100 | 65 | 6500 | 18 | 1800 | 70 | 7000
115 | 661 | General Landscaping Outside RV Sites – Betula Nigra - River Birch, 2” Caliper | 9 | EA | 356.4 | 3207.6 | 334 | 3006 | 374 | 3366 | 511 | 4599 | 400 | 3600
116 | 661 | General Landscaping Outside RV Sites – Viburnum Lentago - Nannyberry Viburnum, 1.5” Caliper | 10 | EA | 313.5 | 3135 | 294 | 2940 | 255 | 2550 | 324 | 3240 | 275 | 2750
117 | 661 | General Landscaping Outside RV Sites – Amelanchier x Grandiflora ’Autumn Brilliance’ - Autumn Brilliance Serviceberry, 1.5” Caliper | 7 | EA | 296.45 | 2075.15 | 278 | 1946 | 255 | 1785 | 334 | 2338 | 272 | 1904
118 | 661 | General Landscaping Outside RV Sites- Quercus Alba - White Oak, 2” Caliper | 11 | EA | 371.8 | 4089.8 | 350 | 3850 | 374 | 4114 | 433 | 4763 | 400 | 4400
119 | 661 | General Landscaping Outside RV Sites – Acer Rubrum ‘Red Sunset’ - Red Sunset Red Maple, 2” Caliper | 11 | EA | 349.8 | 3847.8 | 328 | 3608 | 374 | 4114 | 444 | 4884 | 400 | 4400
120 | 661 | General Landscaping Outside RV Sites- Nyssa Sylvatica – Sweetgum, 2” Caliper | 10 | EA | 328.9 | 3289 | 308 | 3080 | 415 | 4150 | 498 | 4980 | 445 | 4450
121 | 661 | General Landscaping Outside RV Sites- Juniperus Virginiana ‘Glauca’ - Silver Eastern Redcedar, 5’-6’ Height | 30 | EA | 246.95 | 7408.5 | 232 | 6960 | 260 | 7800 | 362 | 10860 | 280 | 8400
122 | 661 | General Landscaping Outside RV Sites- Abies Balsamea - Balsam Fir, 5’-6’ Height | 4 | EA | 289.85 | 1159.4 | 272 | 1088 | 260 | 1040 | 309 | 1236 | 280 | 1120
123 | 661 | General Landscaping Outside RV Sites – Potentilla Fruticosa ‘Goldfinger’ – Goldfinger Shrubby Cinquefoil, #3 Container | 10 | EA | 37.73 | 377.3 | 37 | 370 | 42 | 420 | 58 | 580 | 45 | 450
124 | 661 | General Landscaping Outside RV Sites – Cornus Sericea ‘Isanti’ – Isanti Redosier Dogwood, #5 Container | 14 | EA | 55 | 770 | 51 | 714 | 63 | 882 | 64 | 896 | 67 | 938
125 | 661 | General Landscaping Outside RV Sites – Panicum Virgatum ‘Shenandoah’ - Shenandoah Red Switch Grass, #2 Container | 20 | EA | 24.42 | 488.4 | 23 | 460 | 16 | 320 | 34 | 680 | 17 | 340
126 | 661 | RV Campsite Landscaping - Panicum Virgatum ‘Shenandoah’ - Shenandoah Red Switch Grass, #2 Container | 104 | EA | 25.3 | 2631.2 | 23 | 2392 | 16 | 1664 | 34 | 3536 | 17 | 1768
127 | 661 | RV Campsite Landscaping - Potentilla Fruticosa ‘Goldfinger’ – Goldfinger Shrubby Cinquefoil, #3 Container | 196 | EA | 39.6 | 7761.6 | 37 | 7252 | 42 | 8232 | 66 | 12936 | 45 | 8820
128 | 661 | RV Campsite Landscaping - Cornus Sericea ‘Isanti’ – Isanti Redosier Dogwood, #5 Container | 65 | EA | 54.12 | 3517.8 | 51 | 3315 | 63 | 4095 | 84 | 5460 | 67 | 4355
129 | 661 | RV Campsite Landscaping – Physocarpus Opulifolius ‘Little Devil’ - Little Devil Ninebark, #5 Container | 65 | EA | 56.1 | 3646.5 | 52 | 3380 | 54 | 3510 | 86 | 5590 | 60 | 3900
130 | 661 | RV Campsite Landscaping – Quercus Alba - White Oak, 2” Caliper | 46 | EA | 371.8 | 17102.8 | 350 | 16100 | 374 | 17204 | 502 | 23092 | 400 | 18400
131 | 661 | RV Campsite Landscaping -Nyssa Sylvatica – Sweetgum, 2” Caliper | 49 | EA | 328.9 | 16116.1 | 308 | 15092 | 415 | 20335 | 553 | 27097 | 445 | 21805
132 | 661 | RV Campsite Landscaping – Acer Rubrum ‘Red Sunset’ - Red Sunset Red Maple, 2” Caliper | 55 | EA | 349.8 | 19239 | 327.5 | 18012.5 | 374 | 20570 | 553 | 30415 | 400 | 22000
133 | 661 | RV Campsite Landscaping -Hydrangea Arborescens - Annabelle Hydrangea, #5 Container | 121 | EA | 56.1 | 6788.1 | 52.5 | 6352.5 | 56 | 6776 | 89 | 10769 | 65 | 7865
134 | 661 | RV Campsite Landscaping – Clethra Alnifolia ‘Ruby Spice’ - Ruby Spice Summersweet, #5 Container | 124 | EA | 47.3 | 5865.2 | 44.5 | 5518 | 51 | 6324 | 98 | 12152 | 55 | 6820
135 | SPEC | Cobble Mulch, As Per Plan | 1 | LS | 26450.6 | 26450.6 | 24768 | 24768 | 43000 | 43000 | 65982 | 65982 | 46000 | 46000
136 | SPEC | Eaton Powerhouse Power Pedestal – Installation and Connection Only, 1 Per RV Site | 75 | EA | 457.6 | 34320 | 430 | 32250 | 420 | 31500 | 1797 | 134775 | 85.5 | 6412.5
139 | SPEC | Trash Enclosure - Complete in Place | 2 | EA | 14465 | 28930 | 25500 | 51000 | 25000 | 50000 | 28621 | 57242 | 21600 | 43200
140 | SPEC | Restroom Outside - #57 Compacted Stone | 80 | CY | 49.5 | 3960 | 60 | 4800 | 50 | 4000 | 77.8 | 6224 | 70 | 5600
141 | SPEC | Restroom Subgrade - #5 & #7 Compacted Stone | 100 | CY | 49.5 | 4950 | 60 | 6000 | 50 | 5000 | 76.4 | 7640 | 88 | 8800
142 | SPEC | Restroom – Perimeter Caulking | 120 | LF | 3.3 | 396 | 10 | 1200 | 3 | 360 | 14 | 1680 | 9.4 | 1128
143 | SPEC | Restroom - Excavation | 190 | CY | 11 | 2090 | 20 | 3800 | 15 | 2850 | 27.6 | 5244 | 10.6 | 2014
144 | SPEC | Restroom - Foundation and Foundation Wall | 23 | CY | 1485 | 34155 | 890 | 20470 | 750 | 17250 | 1767 | 40641 | 920 | 21160
145 | SPEC | Restroom - Underground Utilities and Plumbing Connections (within 5' of building) | 1 | LS | 7480 | 7480 | 17300 | 17300 | 3000 | 3000 | 34354 | 34354 | 8600 | 8600
|  | MISCELLANEOUS | [5 empty] | 0 |  | 0 |  | 0 |  | 0
[8 empty] | 0 |  | 0 |  | 0 |  | 0
146 | 103 | Contract Performance Bond and Insurance | 1 | LS | 27500 | 27500 | 34000 | 34000 | 119000 | 119000 | 132783 | 132783 | 32000 | 32000
147 | 614 | Maintenance of Traffic | 1 | LS | 5500 | 5500 | 21000 | 21000 | 117400 | 117400 | 47684 | 47684 | 18000 | 18000
148 | 619 | Field Office | 1 | LS | 2750 | 2750 | 9500 | 9500 | 15000 | 15000 | 13224 | 13224 | 32000 | 32000
149 | 623 | Construction Layout Stakes | 1 | LS | 11000 | 11000 | 50000 | 50000 | 137400 | 137400 | 39897 | 39897 | 35000 | 35000
150 | 624 | Mobilization | 1 | LS | 22000 | 22000 | 50000 | 50000 | 117400 | 117400 | 168748 | 168748 | 146000 | 146000
151 | SPEC | Harrison County Engineer Permit Fee for Special Hauling Permit | 1 | LS | 5000 | 5000 | 5000 | 5000 | 5000 | 5000 | 5000 | 5000 | 5000 | 5000
152 | SPEC | Placement of French Drain, Complete – 6” Perforated Drain (1’ Gravel Width at E/P, Per Plan and As Directed by Engineer | 200 | LF | 15.4 | 3080 | 15 | 3000 | 30 | 6000 | 10.2 | 2040 | 20 | 4000
153 | SPEC | Connection of Existing Drainage Conduit (10” or smaller) | 300 | LF | 22 | 6600 | 8 | 2400 | 37 | 11100 | 24 | 7200 | 36 | 10800
154 | SPEC | Allowance - Owner’s Contingency Allowance | 1 | LS | 75000 | 75000 | 75000 | 75000 | 75000 | 75000 | 75000 | 75000 | 75000 | 75000
155 | SPEC | Contingency #1 - Surface Repair of Existing Park Roadways - Item 441 2-Inches Asphalt Concrete Surface Course as Directed (Milling and Tack Coat Included) | 45 | CY | 391.6 | 17622 | 530 | 23850 | 515 | 23175 | 182.4 | 8208 | 450 | 20250
156 | SPEC | Contingency #2 - Base Repair of Existing Park Roadways - Item 441 1.5-Inches Asphalt Concrete Surface Course as Directed (Saw Cut, Existing Pavement Removal and Tack Coat Included) | 45 | CY | 391.6 | 17622 | 530 | 23850 | 515 | 23175 | 182.4 | 8208 | 215 | 9675
157 | SPEC | Contingency #3 - Base Repair of Existing Park Roadways - Item 301 4-Inches Asphalt Concrete Base Course as Directed (Prime Coat Included) | 120 | CY | 294.25 | 35310 | 232 | 27840 | 225 | 27000 | 139.4 | 16728 | 265 | 31800
158 | SPEC | Contingency #4 - Base Repair of Existing Park Roadways - Item 304 6-Inches Aggregate Base as Directed (Subgrade Compaction Included) | 160 | CY | 71.5 | 11440 | 85 | 13600 | 45 | 7200 | 69.4 | 11104 | 200 | 32000
159 | SPEC | Contingency #5 - Subgrade Repair of Existing Park Roadways - Item Special Full-Depth Subgrade Repair as Directed (Underdrain and Excavation Included) | 500 | SY | 5.34 | 2670 | 44 | 22000 | 18 | 9000 | 54.6 | 27300 | 85 | 42500
|  | TOTAL BASE BID |  |  |  | 3098345.72 |  | 3186121.77 |  | 4145850.8 |  | 4206705.7 |  | 4523915.45
|  | Total on Bid Form |  |  |  | 3098856.98 |  | 3186121.77 |  | 4145850.8 |  | 4206705.7 |  | 4523915.45
|  | Difference |  |  |  | -511.26 |  | 0 |  | 0 |  | 0 |  | 0
Alternate #1
Item | ODOT CMS NO. | Description | Unit | Estimated | Bid Unit | Bid Price | Bid Unit | Bid Price | Bid Unit | Bid Price | Bid Unit | Bid Price | Bid Unit | Bid Price
No. |  |  |  | Quantity | Price |  | Price |  | Price |  | Price |  | Price
A1-1 | 451 | 6”x6” W2.9xW2.9 (6 gage) WWF | 6995 | SY | 2.48 | 17347.6 | 1.5 | 10492.5 | 4 | 27980 | 10.25 | 71698.75 | 6.5 | 45467.5
|  | TOTAL BASE BID with Alternate |  |  |  | 3115693.32 |  | 3196614.27 |  | 4173830.8 |  | 4278404.45 | 6.5 | 4569382.95
|  | TOTAL BASE BID with Alternate |  |  |  | 3098856.98 |  | 3186121.77 |  | 4145850.8 |  | 4206705.7 | 0 | 4523915.45

## TA CG PH 2
Tappan Campground Renovations Phase II
[5 empty] | Bidder 1 |  | Bidder 2 |  | Bidder 3 |  | Bidder 4 |  | Bidder 5
ITEM NO. | ODOT CMS | DESCRIPTION | ESTIMATED QUANTITY | UNIT | BID UNIT | BID PRICE ($) | BID UNIT | BID PRICE ($) | BID UNIT | BID PRICE ($) | BID UNIT | BID PRICE ($) | BID UNIT | BID PRICE ($)
| NO. |  |  | OF | PRICE ($) |  | PRICE ($) |  | PRICE ($) |  | PRICE ($) |  | PRICE ($)
MEASURE
DIVISION 2A - DEMOLITION
1 | 201 | Clearing and Grubbing - Include Stump Removal | 1 | LS | 28865 | 28865 | 127000 | 127000 | 45424 | 45424 | 35000 | 35000 | 20000 | 20000
2 | 202 | Demolition - Showerhouse Building | 1 | LS | 8015.5 | 8015.5 | 3900 | 3900 | 7661.5 | 7661.5 | 5000 | 5000 | 5000 | 5000
3 | 202 | Demolition - Existing Playground Equipment | 1 | LS | 2438 | 2438 | 9700 | 9700 | 3116 | 3116 | 3000 | 3000 | 2000 | 2000
4 | 202 | Remove Utility - Light Pole | 7 | EA | 505.18 | 3536.26 | 200 | 1400 | 645.5 | 4518.5 | 200 | 1400 | 100 | 700
5 | 202 | Remove Utility - Electric Service Box | 95 | EA | 48.42 | 4599.9 | 25 | 2375 | 255.5 | 24272.5 | 24 | 2280 | 10 | 950
6 | 202 | Remove Utility - Sanitary Sewer | 1236 | LF | 17.5 | 21630 | 6 | 7416 | 14.5 | 17922 | 5 | 6180 | 1 | 1236
7 | 202 | Remove Utility - Sanitary Clean Out | 5 | EA | 139.15 | 695.75 | 50 | 250 | 128 | 640 | 90 | 450 | 1 | 5
8 | 202 | Remove Utility - Sanitary Force Main | 704 | LF | 10.2 | 7180.8 | 6 | 4224 | 14.5 | 10208 | 3 | 2112 | 1 | 704
9 | 202 | Remove Utility - Waterline | 365 | LF | 9.83 | 3587.95 | 6 | 2190 | 17 | 6205 | 5 | 1825 | 1 | 365
10 | 202 | Remove Utility - Raw Waterline | 555 | LF | 9.7 | 5383.5 | 6 | 3330 | 18.5 | 10267.5 | 5 | 2775 | 1 | 555
11 | 202 | Remove Utility - Waterline Yard Hydrants\Spigots\Water Towers | 28 | EA | 44.56 | 1247.68 | 100 | 2800 | 231.5 | 6482 | 55 | 1540 | 1 | 28
12 | 202 | Remove Utility - Waterline valve | 7 | EA | 25.46 | 178.22 | 100 | 700 | 128 | 896 | 65 | 455 | 100 | 700
13 | 202 | Remove Utility - Raw Waterline valve | 1 | EA | 1069.5 | 1069.5 | 100 | 100 | 128 | 128 | 115 | 115 | 100 | 100
14 | 202 | Remove Utility - Well Control Wires (Underground) | 443 | LF | 0.25 | 110.75 | 1 | 443 | 14.5 | 6423.5 | 3 | 1329 | 1 | 443
15 | 202 | Remove Utility - Electric (Underground) | 5232 | LF | 1.21 | 6330.72 | 1 | 5232 | 12.5 | 65400 | 0.25 | 1308 | 1 | 5232
16 | 202 | Remove Utility - Electric Panel | 14 | EA | 8.3 | 116.2 | 50 | 700 | 207.5 | 2905 | 300 | 4200 | 100 | 1400
17 | 202 | Remove Utility - Sanitary Dump Station/Vaults | 3 | EA | 1395.33 | 4185.99 | 3000 | 9000 | 654.5 | 1963.5 | 2000 | 6000 | 1000 | 3000
18 | 202 | Remove Utility - Storm/Sanitary Drain or Catch Basin | 19 | EA | 200.04 | 3800.76 | 100 | 1900 | 348 | 6612 | 225 | 4275 | 100 | 1900
19 | 202 | Remove Utility - Storm Pipe/Culvert, 24” and under | 663 | LF | 13.1 | 8685.3 | 10 | 6630 | 15.5 | 10276.5 | 5 | 3315 | 1 | 663
20 | 202 | remove utility – storm pipe/culvert, greater than 24” | 180 | lf | 19.49 | 3508.2 | 75 | 13500 | 28.5 | 5130 | 6 | 1080 | 2 | 360
21 | 202 | Remove Utility - French Drain | 917 | LF | 8.69 | 7968.73 | 5 | 4585 | 11 | 10087 | 0.5 | 458.5 | 1 | 917
22 | 202 | Remove Utility - Concrete Headwalls | 9 | EA | 152.38 | 1371.42 | 100 | 900 | 342.5 | 3082.5 | 100 | 900 | 100 | 900
23 | 202 | Remove Utility - Gas Line | 590 | LF | 8.77 | 5174.3 | 2 | 1180 | 14 | 8260 | 25 | 14750 | 1 | 590
24 | 202 | remove utility – gas valve | 2 | ea | 89.13 | 178.26 | 10 | 20 | 180.5 | 361 | 50 | 100 | 50 | 100
25 | 202 | Remove (Export and Haul away) Concrete Walks/Pavement | 100 | SY | 31.97 | 3197 | 10 | 1000 | 9.5 | 950 | 10 | 1000 | 5 | 500
26 | 202 | Remove (Export and Haul away) Gravel Drives | 4217 | SY | 10.53 | 44405.01 | 1 | 4217 | 6 | 25302 | 0.1 | 421.7 | 1 | 4217
27 | 202 | Remove (Export and Haul away) Asphalt Pavement | 5363 | SY | 4.61 | 24723.43 | 6 | 32178 | 5 | 26815 | 2.25 | 12066.75 | 8.5 | 45585.5
28 | 202 | Remove Misc. Items - Flag Poles, Grills, Fence, Trash Cans, Signs, Posts, Etc. | 1 | LS | 3392.5 | 3392.5 | 4500 | 4500 | 0 | 0 | 5000 | 5000 | 1000 | 1000
29 | 202 | Existing Drainage Pipe - Plug only | 100 | LF | 8.05 | 805 | 10 | 1000 | 8.5 | 850 | 10 | 1000 | 1 | 100
30 | 202 | Existing Drainage Pipe - Fill and Plug | 100 | LF | 16.1 | 1610 | 10 | 1000 | 17.5 | 1750 | 10 | 1000 | 3 | 300
31 | 203 | Excavation | 3484 | CY | 3.84 | 13378.56 | 6 | 20904 | 6 | 20904 | 15 | 52260 | 3 | 10452
32 | 203 | Embankment | 3494 | CY | 3.83 | 13382.02 | 6 | 20964 | 7 | 24458 | 13 | 45422 | 3 | 10482
33 | 204 | Subgrade Compaction | 8765 | SY | 0.41 | 3593.65 | 1 | 8765 | 1.5 | 13147.5 | 4 | 35060 | 1 | 8765
34 | 204 | Proof Rolling | 80 | HR | 107.96 | 8636.8 | 50 | 4000 | 210 | 16800 | 80 | 6400 | 75 | 6000
35 | 206 | Cement Stabilization of Subgrade, 16" Thick (extended 6" on each side) | 6249 | SY | 14.83 | 92672.67 | 14.5 | 90610.5 | 13 | 81237 | 12 | 74988 | 15 | 93735
36 | 207 | 12" Diameter Filter Sock | 2789 | LF | 3.78 | 10542.42 | 5 | 13945 | 5 | 13945 | 4 | 11156 | 5 | 13945
37 | 207 | Concrete Washout Area | 1 | EA | 1000.5 | 1000.5 | 3000 | 3000 | 6168.5 | 6168.5 | 300 | 300 | 1000 | 1000
38 | 207 | Stabilized Construction Entrance | 2 | EA | 3939.9 | 7879.8 | 4500 | 9000 | 6120 | 12240 | 5500 | 11000 | 500 | 1000
39 | 207 | Compost Sock Check Dam | 16 | EA | 219.94 | 3519.04 | 100 | 1600 | 137 | 2192 | 110 | 1760 | 250 | 4000
40 | 207 | Catch Basin Inlet Protection | 13 | EA | 93.77 | 1219.01 | 100 | 1300 | 129 | 1677 | 150 | 1950 | 150 | 1950
41 | 207 | Temporary Seeding and Mulching | 194025 | SF | 0.12 | 23283 | 0.05 | 9701.25 | 0.06 | 11641.5 | 0.06 | 11641.5 | 0.06 | 11641.5
42 | 207 | Swale Reinforcement Mats (2’ wide) | 334 | SY | 6.34 | 2117.56 | 6 | 2004 | 5 | 1670 | 550 | 183700 | 6 | 2004
43 | 207 | Turf Reinforcement Mats | 1800 | SY | 2.7 | 4860 | 6 | 10800 | 2.5 | 4500 | 2.35 | 4230 | 2.5 | 4500
44 | 503 | Cofferdams and Excavation Bracing | 1 | LS | 11500 | 11500 | 5000 | 5000 | 15893.5 | 15893.5 | 15000 | 15000 | 1000 | 1000
45 | 601 | Type B Rock Channel Protection with Filter | 53 | CY | 110.23 | 5842.19 | 105 | 5565 | 101.5 | 5379.5 | 110 | 5830 | 50 | 2650
46 | 601 | Type C Rock Channel Protection with Filter | 12 | CY | 116.92 | 1403.04 | 100 | 1200 | 93 | 1116 | 145 | 1740 | 50 | 600
47 | 601 | Crushed Limestone channel bedding (culvert HW 24 to HW 25) | 13 | CY | 259.19 | 3369.47 | 60 | 780 | 99 | 1287 | 105 | 1365 | 35 | 455
48 | 651 | Topsoil Stockpile | 2983 | CY | 4.79 | 14288.57 | 4 | 11932 | 8 | 23864 | 10 | 29830 | 2 | 5966
49 | 652 | Placing Topsoil Stockpile | 2379 | CY | 15.03 | 35756.37 | 4 | 9516 | 10.5 | 24979.5 | 25 | 59475 | 2 | 4758
50 | SPEC | Removal or Abandonment of Existing Waterlines as Directed by MWCD | 500 | LF | 2.85 | 1425 | 5 | 2500 | 20.5 | 10250 | 3 | 1500 | 1 | 500
51 | SPEC | REMOVAL OF VALVE BOXES ON ABANDONED WATERLINES AS DIRECTED BY MWCD | 6 | EA | 356.5 | 2139 | 50 | 300 | 256 | 1536 | 208 | 1248 | 100 | 600
52 | SPEC | Cap and Abandon Existing Sanitary Force Main, As Per Plan | 1 | LS | 718.75 | 718.75 | 1000 | 1000 | 3670 | 3670 | 2400 | 2400 | 500 | 500
53 | SPEC | Cap and Abandon Existing Sanitary Sewer, As Per Plan | 1 | LS | 1485.8 | 1485.8 | 3900 | 3900 | 3673 | 3673 | 2400 | 2400 | 500 | 500
[6 empty] | 0 |  | 0 |  | 0 |  | 0 |  | 0
|  | DIVISION 2B - UTILITIES |  |  |  | 0 |  | 0 |  | 0 |  | 0 |  | 0
54 | 602 | ODOT Half-Height Headwall 2.2 | 7 | EA | 978.49 | 6849.43 | 700 | 4900 | 985 | 6895 | 600 | 4200 | 2300 | 16100
55 | 602 | ODOT Type A Wingwall | 102 | CY | 319.52 | 32591.04 | 3000 | 306000 | 461.5 | 47073 | 423 | 43146 | 600 | 61200
56 | 611 | ODOT Catch Basin No. 2-2B | 12 | EA | 1138.5 | 13662 | 750 | 9000 | 1555.5 | 18666 | 1500 | 18000 | 1700 | 20400
57 | 611 | 48"x72" Precast Concrete Box Culvert, Type A | 176 | LF | 607.49 | 106918.24 | 600 | 105600 | 700 | 123200 | 780 | 137280 | 582 | 102432
58 | 611 | 12" Storm Sewer Conduit, Type b – RCP | 464 | LF | 50.72 | 23534.08 | 55 | 25520 | 64 | 29696 | 79 | 36656 | 76 | 35264
59 | 611 | 18" Storm Sewer Conduit, Type B – RCP | 122 | LF | 57.36 | 6997.92 | 60 | 7320 | 72.5 | 8845 | 79 | 9638 | 84 | 10248
60 | 611 | 24" Storm Sewer Conduit, Type A - RCP | 36 | LF | 72.45 | 2608.2 | 100 | 3600 | 96.5 | 3474 | 114 | 4104 | 95 | 3420
61 | 638 | 6" Water Main w/Gravel Backfill, Complete | 552 | LF | 26.5 | 14628 | 50 | 27600 | 86.5 | 47748 | 55 | 30360 | 45 | 24840
62 | 638 | 4" Water Main w/Gravel Backfill, Complete | 2265 | LF | 19.29 | 43691.85 | 49 | 110985 | 51.5 | 116647.5 | 43 | 97395 | 38 | 86070
63 | 638 | 2" Water Main w/Gravel Backfill, Complete | 2709 | LF | 17.68 | 47895.12 | 47 | 127323 | 48.5 | 131386.5 | 39 | 105651 | 36 | 97524
64 | 638 | Connect Proposed 4" Waterline to Existing 4" Waterline | 1 | EA | 971.75 | 971.75 | 2000 | 2000 | 6179 | 6179 | 560 | 560 | 2000 | 2000
65 | 638 | Connect Proposed 4" Waterline to Existing 2.5" Waterline | 2 | EA | 776.25 | 1552.5 | 500 | 1000 | 1189.5 | 2379 | 560 | 1120 | 2000 | 4000
66 | 638 | Connect Proposed 6" Waterline to Existing 6" Waterline | 2 | EA | 730.25 | 1460.5 | 2400 | 4800 | 2173 | 4346 | 575 | 1150 | 2300 | 4600
67 | 638 | Connect Proposed 2" Waterline to Existing 2.5" Waterline | 3 | EA | 519.42 | 1558.26 | 300 | 900 | 973.5 | 2920.5 | 457 | 1371 | 2000 | 6000
68 | 638 | Connect Proposed 2" Waterline to Existing 1.5" Waterline | 1 | EA | 552 | 552 | 300 | 300 | 908 | 908 | 400 | 400 | 2000 | 2000
69 | 638 | 4" Gate Valve (mAIN LINES) | 7 | EA | 908.5 | 6359.5 | 1000 | 7000 | 1485 | 10395 | 967 | 6769 | 1000 | 7000
70 | 638 | 2" Gate Valve | 17 | EA | 718.39 | 12212.63 | 750 | 12750 | 1335.5 | 22703.5 | 798 | 13566 | 800 | 13600
71 | 638 | 2” CURB VALVE AND BOX (ADDITIONAL VALVE ON sERVICE LINES GREATER THAN 50’ LONG) | 1 | EA | 667 | 667 | 2000 | 2000 | 1266 | 1266 | 750 | 750 | 800 | 800
72 | 638 | 1” CURB VALVE AND BOX (ADDITIONAL VALVE ON sERVICE LINES GREATER THAN 50’ LONG) | 14 | EA | 284.63 | 3984.82 | 500 | 7000 | 925.5 | 12957 | 410 | 5740 | 400 | 5600
73 | 638 | RV Standard Yard Hydrants | 55 | EA | 231.25 | 12718.75 | 1000 | 55000 | 431 | 23705 | 685 | 37675 | 1200 | 66000
74 | 638 | RV Frost Free Yard Hydrants | 6 | EA | 1061.83 | 6370.98 | 1250 | 7500 | 1215.5 | 7293 | 1000 | 6000 | 1000 | 6000
75 | 638 | FROST FREE WATER TOWER | 5 | EA | 1998.7 | 9993.5 | 3500 | 17500 | 2270.5 | 11352.5 | 2500 | 12500 | 4000 | 20000
76 | 638 | Flush Hydrant | 5 | EA | 3036 | 15180 | 2000 | 10000 | 2962 | 14810 | 2500 | 12500 | 3000 | 15000
77 | 638 | Frost Free Yard Hydrant | 14 | EA | 1008.71 | 14121.94 | 4000 | 56000 | 1112 | 15568 | 1120 | 15680 | 500 | 7000
78 | SPEC | 12” RCP Casing pipe with annualr void filled with flowable fill per odot item 613 | 72 | LF | 115.99 | 8351.28 | 90 | 6480 | 82.5 | 5940 | 60 | 4320 | 80 | 5760
79 | SPEC | 2’ wide french drain at drainage swales, complete – 6” perforated pipe (36” depth) | 830 | LF | 17.65 | 14649.5 | 20 | 16600 | 28 | 23240 | 25 | 20750 | 45 | 37350
80 | SPEC | 2’ wide french drain at drainage swales, complete – 6” perforated pipe (18” depth) | 263 | LF | 18.93 | 4978.59 | 16 | 4208 | 20 | 5260 | 22 | 5786 | 45 | 11835
81 | SPEC | 6” solid wall pvc, sdr 35 roof drain from downspout, complete | 288 | lf | 17.39 | 5008.32 | 39 | 11232 | 27 | 7776 | 22 | 6336 | 45 | 12960
82 | SPEC | 6” solid wall pvc, sdr 35 french drain outlet | 48 | lf | 15.87 | 761.76 | 37 | 1776 | 28.5 | 1368 | 23 | 1104 | 45 | 2160
83 | SPEC | 2" Water Laterals, Complete (one curb valve and box per lateral) | 298 | LF | 23.25 | 6928.5 | 50 | 14900 | 76.5 | 22797 | 48 | 14304 | 46 | 13708
84 | SPEC | 1" Water Laterals, Complete - RV Campsites / Yard Hydrants (one curb valve and box per lateral) | 2826 | LF | 33.93 | 95886.18 | 45 | 127170 | 65 | 183690 | 34 | 96084 | 46 | 129996
85 | SPEC | 8" Sanitary Sewer (SDR 35 PVC) Main without Premium Backfill, Complete (provide unit cost only) | 100 | LF | 46.18 | 4618 | 55 | 5500 | 66 | 6600 | 220 | 22000 | 58 | 5800
86 | SPEC | 8" Sanitary Sewer (SDR 35 PVC) Main with Premium Backfill, Complete | 1829 | LF | 74.55 | 136351.95 | 96 | 175584 | 108 | 197532 | 225 | 411525 | 163 | 298127
87 | SPEC | 48" Sanitary Sewer Manholes with Outside drop connection (Includes Connection of existing sewer) | 2 | EA | 5531.5 | 11063 | 4000 | 8000 | 5831 | 11662 | 5200 | 10400 | 3000 | 6000
88 | SPEC | 48” sanitary sewer manholes | 6 | ea | 3101.17 | 18607.02 | 3000 | 18000 | 4821.5 | 28929 | 5000 | 30000 | 3300 | 19800
89 | SPEC | Connect Proposed Sanitary to Existing Manhole | 1 | EA | 2415 | 2415 | 500 | 500 | 2603 | 2603 | 1300 | 1300 | 1000 | 1000
90 | SPEC | Connect Water Lateral to Existing Water Lateral | 4 | EA | 793.5 | 3174 | 100 | 400 | 1246 | 4984 | 4000 | 16000 | 400 | 1600
91 | SPEC | Sanitary Gray Water Basin, Underground Storage Tank, Complete | 3 | EA | 4585.05 | 13755.15 | 19000 | 57000 | 2835 | 8505 | 2500 | 7500 | 2300 | 6900
92 | SPEC | 4" Perforated Underdrain (SDR 35 PVC at Playground) | 151 | LF | 19.87 | 3000.37 | 15 | 2265 | 8.5 | 1283.5 | 12 | 1812 | 50 | 7550
93 | SPEC | Force Main Air Release Manhole | 1 | EA | 16951 | 16951 | 3000 | 3000 | 8807.5 | 8807.5 | 5000 | 5000 | 5500 | 5500
94 | SPEC | 1.5” Hdpe cts force main, not encased, complete | 128 | LF | 30.4 | 3891.2 | 33 | 4224 | 53.5 | 6848 | 24 | 3072 | 36 | 4608
95 | SPEC | 1.5” Hdpe cts force main, not encased in existing 8” pipe, complete | 80 | LF | 34.1 | 2728 | 27 | 2160 | 25.5 | 2040 | 26 | 2080 | 30 | 2400
96 | SPEC | 2" HDPE CTS Force Main, not Encased, Complete | 466 | LF | 15.49 | 7218.34 | 40 | 18640 | 51 | 23766 | 20 | 9320 | 35 | 16310
97 | SPEC | 2" HDPE CTS Force Main Encased in 4" HDPE DIPS, Complete | 474 | LF | 21.73 | 10300.02 | 43 | 20382 | 56 | 26544 | 42 | 19908 | 40 | 18960
98 | SPEC | 2" Gas Line | 648 | LF | 28.75 | 18630 | 35 | 22680 | 59.5 | 38556 | 40 | 25920 | 25 | 16200
99 | SPEC | excavation for grinder pump station | 1 | LS | 7532.5 | 7532.5 | 3000 | 3000 | 9814.5 | 9814.5 | 25000 | 25000 | 15000 | 15000
100 | SPEC | site restoration for grinder pump station | 1 | ls | 2679.5 | 2679.5 | 2500 | 2500 | 1494.5 | 1494.5 | 18000 | 18000 | 5000 | 5000
101 | SPEC | hydromatic duplex submersible grinder Pump system with accessories and control panel | 1 | LS | 77694 | 77694 | 40000 | 40000 | 35256 | 35256 | 9000 | 9000 | 70000 | 70000
102 | SPEC | wet well and valve vault | 1 | ls | 39238 | 39238 | 80000 | 80000 | 44681.5 | 44681.5 | 93000 | 93000 | 30000 | 30000
103 | SPEC | Connect Proposed Sanitary Force Main to Existing Sanitary Force Main | 1 | LS | 713 | 713 | 2500 | 2500 | 828.5 | 828.5 | 625 | 625 | 1000 | 1000
104 | SPEC | 6" Sanitary Laterals without Premium Backfill, Complete | 13 | LF | 66.88 | 869.44 | 38 | 494 | 93.5 | 1215.5 | 150 | 1950 | 53 | 689
105 | SPEC | 6” sanitary Laterals with premium backfill, complete | 100 | lf | 50.14 | 5014 | 65 | 6500 | 89 | 8900 | 100 | 10000 | 53 | 5300
106 | SPEC | 4” sanitary laterals without premium backfill, complete | 200 | lf | 34.74 | 6948 | 40 | 8000 | 69.5 | 13900 | 64 | 12800 | 53 | 10600
107 | SPEC | 4” sanitary laterals with premium backfill, complete | 2021 | lf | 47.24 | 95472.04 | 36 | 72756 | 82.5 | 166732.5 | 94 | 189974 | 53 | 107113
[6 empty] | 0 |  | 0 |  | 0 |  | 0 |  | 0
|  | DIVISION 2C - SITEWORK |  |  |  | 0 |  | 0 |  | 0 |  | 0 |  | 0
108 | 255 | Full Depth Pavement Sawing | 330 | LF | 7.18 | 2369.4 | 220 | 72600 | 3.5 | 1155 | 1 | 330 | 1 | 330
109 | 301 | Asphalt Concrete Base - 4" | 702 | CY | 185.61 | 130298.22 | 194 | 136188 | 170 | 119340 | 165 | 115830 | 215 | 150930
110 | 301 | Asphalt Concrete Base - Parking Lots - 4" | 144 | CY | 185.61 | 26727.84 | 194 | 27936 | 170 | 24480 | 165 | 23760 | 215 | 30960
111 | 304 | Aggregate Base - RV Pads - 4" | 739 | CY | 66.93 | 49461.27 | 45 | 33255 | 74.5 | 55055.5 | 132 | 97548 | 50 | 36950
112 | 304 | Aggregate - Roadways - 6" | 1052 | CY | 63.05 | 66328.6 | 45 | 47340 | 68.5 | 72062 | 60 | 63120 | 100 | 105200
113 | 304 | Aggregate Base - Parking Lots - 6" | 218 | CY | 62.12 | 13542.16 | 45 | 9810 | 71 | 15478 | 65 | 14170 | 100 | 21800
114 | 304 | Aggregate Base - Sidewalks - 4" | 25 | CY | 76.13 | 1903.25 | 45 | 1125 | 90 | 2250 | 92 | 2300 | 50 | 1250
115 | 304 | Aggregate Base - Asphalt Trails - 6" | 53 | CY | 74.32 | 3938.96 | 45 | 2385 | 75 | 3975 | 85 | 4505 | 140 | 7420
116 | 407 | Tack Coat (0.04 gal/SY) (Two Coats) - Roadways and Parking Lots | 584 | GAL | 3.45 | 2014.8 | 6.6 | 3854.4 | 2.5 | 1460 | 2.25 | 1314 | 2.5 | 1460
117 | 408 | Prime Coat (0.45 gal/SY) (One Coat) - Roadways and Parking Lots | 3277 | GAL | 3 | 9831 | 6.6 | 21628.2 | 4.5 | 14746.5 | 4.5 | 14746.5 | 4 | 13108
118 | 441 | Asphalt Type II Intermediate - Roadways and Parking Lots - 1-3/4" | 354 | CY | 213.1 | 75437.4 | 198 | 70092 | 198 | 70092 | 192 | 67968 | 225 | 79650
119 | 441 | Asphalt Type I Surface - Roadways and Parking Lots - 1-1/4" | 253 | CY | 222.3 | 56241.9 | 209 | 52877 | 218.5 | 55280.5 | 212 | 53636 | 250 | 63250
120 | 448 | Asphalt Concrete Surface Course (Light Traffic) PG64-22 - Asphalt Trails - 2.5" | 22 | CY | 253 | 5566 | 352 | 7744 | 248 | 5456 | 241 | 5302 | 325 | 7150
121 | 454 | Nonreinforced Portland Cement Concrete, QC1 - RV Pads - 5" | 6647 | SY | 46 | 305762 | 50 | 332350 | 84.5 | 561671.5 | 37 | 245939 | 80.5 | 535083.5
122 | 454 | Nonreinforced Portland Cement Concrete - 18" Diameter Utility Connection Pads - 4" | 20 | SY | 304.75 | 6095 | 50 | 1000 | 85 | 1700 | 85 | 1700 | 80.5 | 1610
123 | 608 | Concrete Walk - 4" | 1966 | SF | 4.68 | 9200.88 | 6 | 11796 | 10 | 19660 | 7 | 13762 | 5.5 | 10813
124 | 630 | Traffic / Parking Signage - with Post and Base | 34 | EA | 195.5 | 6647 | 42 | 1428 | 340.5 | 11577 | 460 | 15640 | 600 | 20400
125 | 630 | Disabled Parking Sign - with Post and Base | 2 | EA | 195.5 | 391 | 42 | 84 | 1809 | 3618 | 1575 | 3150 | 500 | 1000
126 | 630 | Installation of MWCD provided Directional Signs | 3 | EA | 80.5 | 241.5 | 150 | 450 | 1091 | 3273 | 950 | 2850 | 100 | 300
127 | 646 | Epoxy Pavement Marking - Channelizing Line | 1335 | LF | 4.85 | 6474.75 | 5.2 | 6942 | 3 | 4005 | 4.3 | 5740.5 | 4.05 | 5406.75
128 | 646 | Epoxy Pavement Marking - Handicap Symbol Marking | 2 | EA | 575 | 1150 | 360 | 720 | 324.5 | 649 | 325 | 650 | 472.5 | 945
129 | 646 | Epoxy Pavement Marking - Parking Lot Stall Marking | 875 | LF | 4.55 | 3981.25 | 4 | 3500 | 3 | 2625 | 3.65 | 3193.75 | 4.73 | 4138.75
130 | SPEC | Geotextile at Playground | 267 | SY | 4.97 | 1326.99 | 5 | 1335 | 2.5 | 667.5 | 3 | 801 | 5 | 1335
131 | SPEC | #57 Gravel Base at Playground | 92 | CY | 56.93 | 5237.56 | 45 | 4140 | 88.5 | 8142 | 65 | 5980 | 54.5 | 5014
132 | SPEC | 6" Flush Curb at Playground (ODOT Type 2A) with Rebar | 139 | LF | 28.54 | 3967.06 | 10 | 1390 | 28 | 3892 | 27 | 3753 | 50 | 6950
133 | SPEC | Installation of MWCD Provided ADA Fire Rings | 3 | EA | 1103.62 | 3310.86 | 120 | 360 | 598 | 1794 | 760 | 2280 | 300 | 900
134 | SPEC | 6' Long Concrete Wheel Stop, Complete | 36 | EA | 112.13 | 4036.68 | 121 | 4356 | 113.5 | 4086 | 110 | 3960 | 69 | 2484
135 | SPEC | 8' Long Concrete Wheel Stop, Complete | 112 | EA | 158.54 | 17756.48 | 137.5 | 15400 | 129 | 14448 | 185 | 20720 | 69 | 7728
[6 empty] | 0 |  | 0 |  | 0 |  | 0 |  | 0
|  | DIVISION 2D - LANDSCAPE |  |  |  | 0 |  | 0 |  | 0 |  | 0 |  | 0
136 | 659 | Seeding and Mulching - ODOT Class 1 Mix | 28469 | SY | 1.75 | 49820.75 | 1 | 28469 | 1 | 28469 | 0.99 | 28184.31 | 2 | 56938
137 | 659 | Seeding and Mulching - MWCD Native Grass Seed Mix (Seed Mix B) | 894 | SY | 2.1 | 1877.4 | 1 | 894 | 1 | 894 | 0.89 | 795.66 | 4 | 3576
138 | 659 | Commercial Fertilizer | 3 | TON | 1440 | 4320 | 750 | 2250 | 772.5 | 2317.5 | 750 | 2250 | 1500 | 4500
139 | 659 | Water | 100 | 1,000’s of GAL | 46 | 4600 | 77 | 7700 | 72 | 7200 | 0.07 | 7 | 40 | 4000
140 | 661 | Betula Nigra - River Birch, 2" Caliper | 15 | EA | 384 | 5760 | 430 | 6450 | 402.5 | 6037.5 | 390.98 | 5864.7 | 444 | 6660
141 | 661 | Viburnum Lentago - Nannyberry Viburnum, 1.5" Caliper | 8 | EA | 206 | 1648 | 386 | 3088 | 361 | 2888 | 350.45 | 2803.6 | 436.5 | 3492
142 | 661 | Amelanchier x Grandiflora 'Autumn Brilliance' - Autumn Brilliance Serviceberry, 1.5" Caliper | 2 | EA | 283 | 566 | 403 | 806 | 376.5 | 753 | 65.65 | 131.3 | 415 | 830
143 | 661 | Quercus Bicolor - Swamp White Oak, 2" Caliper | 36 | EA | 455 | 16380 | 447 | 16092 | 418 | 15048 | 405.58 | 14600.88 | 510 | 18360
144 | 661 | Acer Rubrum 'Red Sunset' - Red Sunset Red Maple, 2" Caliper | 40 | EA | 423 | 16920 | 420 | 16800 | 393 | 15720 | 381.44 | 15257.6 | 450 | 18000
145 | 661 | Nyssa Sylvatica - Sweetgum, 2" Caliper | 35 | EA | 468 | 16380 | 422 | 14770 | 394.5 | 13807.5 | 382.8 | 13398 | 450 | 15750
146 | 661 | Potentilla Fruticosa 'Goldfinger' - Goldfinger Shrubby Cinquefoil, #3 Container | 163 | EA | 42 | 6846 | 52 | 8476 | 48.5 | 7905.5 | 47.17 | 7688.71 | 50 | 8150
147 | 661 | Cornus Sericea 'Isanti' - Isanti Redosier Dogwood, #5 Container | 68 | EA | 39 | 2652 | 71 | 4828 | 65.5 | 4454 | 63.8 | 4338.4 | 50 | 3400
148 | 661 | Panicum Virgatum 'Shenandoah' - Shenandoah Red Switch Grass, #2 Container | 175 | EA | 23 | 4025 | 22 | 3850 | 19.5 | 3412.5 | 19.16 | 3353 | 25 | 4375
149 | 661 | Physocarpus Opulifolius 'Little Devil' - Little Devil Ninebark, #5 Container | 48 | EA | 52 | 2496 | 75 | 3600 | 69.5 | 3336 | 67.45 | 3237.6 | 55 | 2640
150 | 661 | Clethra Alnifolia 'Ruby Spice' - Ruby Spice Summersweet, #5 Container | 36 | EA | 52 | 1872 | 71 | 2556 | 66.5 | 2394 | 64.56 | 2324.16 | 55 | 1980
151 | SPEC | Cobble Mulch with geotextile and edging, As Per Plan | 1 | LS | 71000 | 71000 | 25350 | 25350 | 23738.5 | 23738.5 | 23047 | 23047 | 80000 | 80000
[6 empty] | 0 |  | 0 |  | 0 |  | 0 |  | 0
|  | DIVISION 16 - ELECTRICAL |  |  |  | 0 |  | 0 |  | 0 |  | 0 |  | 0
152 | spec | electrical for grinder pump station, complete | 1 | ls | 27731.1 | 27731.1 | 26525 | 26525 | 24837.5 | 24837.5 | 24114 | 24114 | 20000 | 20000
153 | SPEC | Not used | 0 | - |  |  |  | 0 | 0 | 0
154 | SPEC | 3" SCH 40 PVC Conduit for Communications | 1500 | LF | 4.91 | 7365 | 5 | 7500 | 4.5 | 6750 | 4.28 | 6420 | 10 | 15000
155 | SPEC | Trenching for Electric/Communications | 7169 | LF | 14.92 | 106961.48 | 14 | 100366 | 13.5 | 96781.5 | 12.97 | 92981.93 | 10 | 71690
155a | SPEC | #10 copper conductor | 2516 | lf | 0.89 | 2239.24 | 1 | 2516 | 1 | 2516 | 0.77 | 1937.32 | 2 | 5032
155b | SPEC | 3/4” conduit (pvc schedule 40) | 1812 | LF | 2.06 | 3732.72 | 2 | 3624 | 2 | 3624 | 1.79 | 3243.48 | 3 | 5436
155c | SPEC | 2” conduit (pvc schedule 40) | 3922 | LF | 3.42 | 13413.24 | 3.25 | 12746.5 | 3 | 11766 | 2.97 | 11648.34 | 5 | 19610
155d | SPEC | #4/0 copper conductor | 11583 | LF | 7.71 | 89304.93 | 7 | 81081 | 7 | 81081 | 6.7 | 77606.1 | 5 | 57915
155e | SPEC | #4 copper conductor | 3861 | LF | 2.35 | 9073.35 | 2.25 | 8687.25 | 2 | 7722 | 2.04 | 7876.44 | 2 | 7722
155f | SPEC | 3” conduit (pvc schedule 80) | 733 | LF | 5.73 | 4200.09 | 5.5 | 4031.5 | 5 | 3665 | 4.97 | 3643.01 | 2 | 1466
155g | SPEC | 350 kcmil copper conductor | 1470 | LF | 12.05 | 17713.5 | 11.5 | 16905 | 11 | 16170 | 10.47 | 15390.9 | 10 | 14700
155h | SPEC | #1/0 copper conductor | 733 | LF | 4.57 | 3349.81 | 4.4 | 3225.2 | 4 | 2932 | 3.97 | 2910.01 | 5 | 3665
155i | SPEC | 500 kcmil copper conductor | 729 | LF | 15.14 | 11037.06 | 14.5 | 10570.5 | 13.5 | 9841.5 | 13.14 | 9579.06 | 10 | 7290
155j | SPEC | 1 1/2" conduit (pvc schedule 40) | 246 | LF | 2.85 | 701.1 | 2.75 | 676.5 | 2.5 | 615 | 2.48 | 610.08 | 2 | 492
155k | SPEC | #6 copper conductor | 738 | LF | 1.87 | 1380.06 | 1.75 | 1291.5 | 1.5 | 1107 | 1.59 | 1173.42 | 5 | 3690
155l | SPEC | #12 Copper conductor | 3136 | LF | 0.77 | 2414.72 | 0.75 | 2352 | 0.5 | 1568 | 0.67 | 2101.12 | 2 | 6272
155m | SPEC | #8 copper conductor | 1822 | LF | 1.55 | 2824.1 | 1.5 | 2733 | 1.5 | 2733 | 1.34 | 2441.48 | 2 | 3644
156 | SPEC | Not used | 0 | - |  |  | 0 | 0 | 0 | 0
157 | SPEC | 600A Distribution Panel 120/240V, 1-PH 3 Wire | 2 | EA | 6612.5 | 13225 | 6314 | 12628 | 5912 | 11824 | 5740 | 11480 | 10000 | 20000
157A | SPEC | 500A DISTRIBUTION PANEL '91002P', 120/240V, 1PH 3 WIRE | 1 | EA | 6601 | 6601 | 6314 | 6314 | 5912 | 5912 | 5740 | 5740 | 10000 | 10000
158 | SPEC | 600A CT Cabinet | 3 | EA | 3573.05 | 10719.15 | 3418 | 10254 | 3200 | 9600 | 3107 | 9321 | 10000 | 30000
159 | SPEC | 600A Meter Enclosure | 3 | EA | 316.25 | 948.75 | 302 | 906 | 283.5 | 850.5 | 275 | 825 | 500 | 1500
160 | SPEC | not used | 0 | - |  |  | 0 | 0 | 0 | 0
161 | SPEC | 400A Distribution Panelboard 'PP5', 120/240V, 1-Phase, 3 Wire | 2 | EA | 3220 | 6440 | 3074 | 6148 | 2878 | 5756 | 2794 | 5588 | 10000 | 20000
162 | SPEC | 400A CT Cabinet | 2 | EA | 3573.63 | 7147.26 | 3418 | 6836 | 3200 | 6400 | 3107 | 6214 | 1000 | 2000
162A | SPEC | 400A METER ENCLOSURE AT H-FRAME | 2 | EA | 316.25 | 632.5 | 302 | 604 | 283.5 | 567 | 275 | 550 | 500 | 1000
162b | spec | 400A CT CABINET AT RESTROOM BUILDING | 1 | ea | 3573.06 | 3573.06 | 3418 | 3418 | 3200 | 3200 | 3107 | 3107 | 1000 | 1000
162c | spec | 400A METER ENCLOSURE AT RESTROOM BUILDING | 1 | ea | 316.25 | 316.25 | 302 | 302 | 283.5 | 283.5 | 275 | 275 | 500 | 500
163 | SPEC | Grounding at h-frames | 6 | EA | 893.55 | 5361.3 | 855 | 5130 | 800.5 | 4803 | 777 | 4662 | 500 | 3000
163a | spec | grounding at light poles | 8 | ea | 264.5 | 2116 | 253 | 2024 | 237 | 1896 | 230 | 1840 | 500 | 4000
164 | SPEC | Unistrut Frame for Electrical Distribution Equipment | 6 | EA | 4485 | 26910 | 4287 | 25722 | 4014 | 24084 | 3867 | 23202 | 400 | 2400
165 | SPEC | not used | 0 | - |  |  | 0 | 0 | 0 | 0 |  |  |  | 0
166 | SPEC | not used | 0 | - |  |  | 0 | 0 | 0 | 0 |  |  |  | 0
167 | SPEC | not used | 0 | - |  |  | 0 | 0 | 0 | 0 |  |  |  | 0
168 | SPEC | not used | 0 | - |  |  | 0 | 0 | 0 | 0 |  |  |  | 0
169 | SPEC | not used | 0 | - |  |  | 0 | 0 | 0 | 0 |  |  |  | 0
170 | SPEC | Misc. Electrical Supporting Hardware | 1 | LS | 1322.5 | 1322.5 | 1262 | 1262 | 1181.5 | 1181.5 | 1147 | 1147 | 35876 | 35876
171 | SPEC | Light Pole, Base, and Fixtures | 8 | ea | 10580 | 84640 | 10117 | 80936 | 9473 | 75784 | 9197 | 73576 | 10000 | 80000
172 | spec | not used | 0 | - |  |  | 0 | 0 | 0 | 0 |  |  |  | 0
173 | spec | panel “P-05” | 1 | LS | 1495 | 1495 | 1405 | 1405 | 1315.5 | 1315.5 | 1277 | 1277 | 1000 | 1000
174 | SPEC | Eaton Powerhouse Power Pedestal - Installation, Foundation, and Connection Only, 1 Per RV Site | 61 | EA | 1434.67 | 87514.87 | 1372 | 83692 | 1284.5 | 78354.5 | 1247 | 76067 | 500 | 30500
[6 empty] | 0 | 0 | 0 | 0 | 0 |  | 0 |  | 0
|  | BUILDINGS |  |  |  | 0 | 0 | 0 | 0 | 0 |  | 0 |  | 0
175 | SPEC | Trash Enclosure - Complete in Place | 1 | LS | 18400 | 18400 | 29000 | 29000 | 30900 | 30900 | 24000 | 24000 | 23100 | 23100
176 | SPEC | Shower House building structure and finishes | 1 | LS | 1005100 | 1005100 | 475000 | 475000 | 594958 | 594958 | 846763.27 | 846763.27 | 1218000 | 1218000
177 | spec | shower house building electrical and communications | 1 | LS | 83800.5 | 83800.5 | 80157 | 80157 | 75056 | 75056 | 72870 | 72870 | 142160 | 142160
178 | spec | shower house building plumbing | 1 | LS | 158700 | 158700 | 214000 | 214000 | 145419.5 | 145419.5 | 141341 | 141341 | 188000 | 188000
179 | spec | shower house building hvac | 1 | LS | 82800 | 82800 | 79000 | 79000 | 73645 | 73645 | 71500 | 71500 | 134000 | 134000
[6 empty] | 0 |  | 0 |  | 0 |  | 0 |  | 0
|  | MISCELLANEOUS |  |  |  | 0 |  | 0 |  | 0 |  | 0 |  | 0
180 | 103 | Contract Performance Bond and Insurance | 1 | LS | 54050 | 54050 | 145000 | 145000 | 100174.5 | 100174.5 | 35500 | 35500 | 45000 | 45000
181 | 614 | Maintenance of Traffic | 1 | LS | 4025 | 4025 | 97000 | 97000 | 14680 | 14680 | 68000 | 68000 | 5000 | 5000
182 | 616 | Water (Dust Control) | 300 | 1,000’s of gal | 76.67 | 23001 | 77 | 23100 | 12.5 | 3750 | 0.02 | 6 | 10 | 3000
183 | 619 | Field Office | 1 | LS | 9775 | 9775 | 9000 | 9000 | 20330 | 20330 | 8500 | 8500 | 10000 | 10000
184 | 623 | Construction Layout Stakes | 1 | LS | 16013.75 | 16013.75 | 37000 | 37000 | 56147.5 | 56147.5 | 14000 | 14000 | 43000 | 43000
185 | 624 | Mobilization | 1 | LS | 17255.75 | 17255.75 | 49000 | 49000 | 301106 | 301106 | 160000 | 160000 | 225000 | 225000
186 | SPEC | Harrison County Engineer Permit Fee for Special Hauling Permit | 1 | LS | 5000 | 5000 | 5000 | 5000 | 5000 | 5000 | 5000 | 5000 | 5000 | 5000
187 | SPEC | Owner’s Contingency Allowance | 1 | LS | 75000 | 75000 | 75000 | 75000 | 75000 | 75000 | 75000 | 75000 | 75000 | 75000
188 | SPEC | Contingency #1 - Surface Repair of Existing Park Roadways – ODOT CMS No. 441 2-Inches Asphalt Concrete Surface Course as Directed (Milling and Tack Coat Included) | 45 | CY | 460 | 20700 | 660 | 29700 | 329.5 | 14827.5 | 320 | 14400 | 375 | 16875
189 | SPEC | Contingency #2 - Base Repair of Existing Park Roadways – odot cms no. 441 1.5-Inches Asphalt Concrete Surface Course as Directed | 45 | CY | 460 | 20700 | 660 | 29700 | 335 | 15075 | 325 | 14625 | 375 | 16875
|  | (Saw Cut, Existing Pavement Removal and Tack Coat Included) |  |  |  | 0 |  | 0 |  | 0 |  | 0 |  | 0
190 | SPEC | Contingency #3 - Base Repair of Existing Park Roadways – odot cms no. 301 4-Inches Asphalt Concrete Base Course as Directed (Prime Coat Included) | 120 | CY | 253 | 30360 | 880 | 105600 | 274 | 32880 | 266 | 31920 | 350 | 42000
191 | SPEC | Contingency #4 - Base Repair of Existing Park Roadways – odot cms no. 304 6-Inches Aggregate Base as Directed (Subgrade Compaction Included) | 160 | CY | 51.75 | 8280 | 90 | 14400 | 84 | 13440 | 70 | 11200 | 160 | 25600
192 | SPEC | Contingency #5 - Subgrade Repair of Existing Park Roadways - Item Special Full-Depth Subgrade Repair as Directed (Underdrain and Excavation Included) | 500 | SY | 63.25 | 31625 | 70 | 35000 | 47.5 | 23750 | 400 | 200000 | 10 | 5000
193 | SPEC | Contingency #6 - Connection of Existing Drainage Conduits | 300 | LF | 51.75 | 15525 | 43 | 12900 | 83 | 24900 | 30 | 9000 | 5 | 1500
|  |  | TOTAL UNIT BID |  |  | 4753430.62 |  | 5234739.3 |  | 5535679 |  | 5572176.08 |  | 5839605
|  |  | TOTAL ON BID FORM |  |  | 4758409.03 |  | 5244639.3 |  | 5591656 |  | 5223900.08 |  | 5839605
|  |  | DIFFERENCE |  |  | -4978.41 |  | -9900 |  | -55977 |  | 348276 |  | 0
Alternate #1
ADD
Item | ODOT CMS NO. | Description | Unit | Estimated | Bid Unit | Bid Price | Bid Unit | Bid Price | Bid Unit | Bid Price | Bid Unit | Bid Price | Bid Unit | Bid Price
No. |  |  |  | Quantity | Price |  | Price |  | Price |  | Price |  | Price
A1-1 | SPEC | 6” Water Main, Horizontal Directionally Drilled, Complete | LF | 185 | 16.48 | 3048.8 | 60.75 | 11238.75 | 20.5 | 3792.5 | 55 | 10175 | 33 | 6105
A1-2 | SPEC | 4” Water Main, Horizontal Directionally Drilled, Complete | LF | 1192 | 14.38 | 17140.96 | 47.28 | 56357.76 | 20.5 | 24436 | 52 | 61984 | 26 | 30992
A1-3 | SPEC | 2” Water Main, Horizontal Directionally Drilled, Complete | LF | 204 | 10.66 | 2174.64 | 32.03 | 6534.12 | 20.5 | 4182 | 45 | 9180 | 24 | 4896
A1-4 | SPEC | 2” Water Laterals, Horizontal Directionally Drilled, Complete | LF | 146 | 10.64 | 1553.44 | 55.71 | 8133.66 | 20.5 | 2993 | 45 | 6570 | 34 | 4964
A1-5 | SPEC | 1” Water Laterals, Horizontal Directionally Drilled, Complete | LF | 362 | 9.85 | 3565.7 | 51.3 | 18570.6 | 20.5 | 7421 | 42 | 15204 | 34 | 12308
|  | Total ADDITIONS |  |  |  | 27483.54 |  | 100834.89 |  | 42824.5 |  | 103113 |  | 59265
DEDUCT
Item | ODOT CMS NO. | Description | Unit | Estimated | Bid Unit | Bid Price | Bid Unit | Bid Price | Bid Unit | Bid Price | Bid Unit | Bid Price | Bid Unit | Bid Price
No. |  |  |  | Quantity | Price |  | Price |  | Price |  | Price |  | Price
61 | 638 | 6” Water Main W/Gravel Backfill, Complete | LF | 185 | 26.5 | 4902.5 | 50 | 9250 | 86.5 | 16002.5 | 55 | 10175 | 45 | 8325
62 | 638 | 4” Water Main W/Gravel Backfill, Complete | LF | 1192 | 19.29 | 22993.68 | 49 | 58408 | 51.5 | 61388 | 43 | 51256 | 38 | 45296
63 | 638 | 2” Water Main W/Gravel Backfill, Complete | LF | 204 | 17.68 | 3606.72 | 47 | 9588 | 48.5 | 9894 | 39 | 7956 | 36 | 7344
83 | SPEC | 2” Water Laterals, Complete (One Curb Valve and Box per Lateral) | LF | 146 | 23.25 | 3394.5 | 50 | 7300 | 76.5 | 11169 | 48 | 7008 | 46 | 6716
84 | SPEC | 1” Water Laterals, Complete – RV Campsites/Yard Hydrants (One Curb Valve and Box per Lateral) | LF | 362 | 33.93 | 12282.66 | 45 | 16290 | 65 | 23530 | 34 | 12308 | 46 | 16652
|  |  |  | Total DEDUCTIONS |  | -47180.06 |  | -100836 |  | -121983.5 |  | -88703 |  | -84333
|  |  |  | Total Change from Alternate #1 |  | -19696.52 |  | -1.11 |  | -79159 |  | 14410 |  | -25068
|  |  |  | Base Bid amount |  | 4753430.62 |  | 5234739.3 |  | 5535679 |  | 5572176.08 |  | 5839605
|  |  |  | Base Bid amount with Alternate #1 |  | 4733734.1 |  | 5234738.19 |  | 5456520 |  | 5586586.08 |  | 5814537

## TA Marina Support
Tappan Lake Marina Support Facilities Grading Improvements
[5 empty] | Bidder 1 |  | Bidder 2 |  | Bidder 3 |  | Bidder 4 |  | Bidder 5
Item No. | ODOT | Description | Estimated Bid Quantity | Unit of Measure | Unit Price | Total Cost | Unit Price | Total Cost | Unit Price | Total Cost | Unit Price | Total Cost | Unit Price | Total Cost
Ref No.
BASE BID
Demolition and Site Preparation
1 | 832 | Temporary Sediment and Erosion Control | 1 | LS | 5600 | 5600 | 3500 | 3500 | 5000 | 5000 | 10000 | 10000 | 14515 | 14515
1A | Special | Mobilization | 1 | LS | 4450 | 4450 | 8500 | 8500 | 5000 | 5000 | 14000 | 14000 | 7575 | 7575
1B | Special | Bonding & Insurance | 1 | LS | 5250 | 5250 | 300 | 300 | 1 | 1 | 4000 | 4000 | 3310 | 3310
1C | Special | Construction Staking | 1 | LS | 3400 | 3400 | 9400 | 9400 | 7000 | 7000 | 10000 | 10000 | 6070 | 6070
2 | 832 | Concrete Washout Station | 1 | EA | 900 | 900 | 450 | 450 | 1700 | 1700 | 600 | 600 | 1185 | 1185
3 | 201 | Tree Removal | 1 | LS | 6000 | 6000 | 4000 | 4000 | 5000 | 5000 | 8000 | 8000 | 7695 | 7695
4 | 202 | Sawcut Existing Pavement | 40 | LF | 4.5 | 180 | 16 | 640 | 5 | 200 | 5 | 200 | 4.5 | 180
5 | 202 | Asphalt Pavement Removal | 684 | SY | 10 | 6840 | 11 | 7524 | 5 | 3420 | 3.5 | 2394 | 11 | 7524
6 | 202 | Gravel Pavement Removal | 581 | SY | 3 | 1743 | 9 | 5229 | 4 | 2324 | 3.5 | 2033.5 | 13 | 7553
7 | 202 | Site Utility Removal, Capping, or Abandoning | 1 | LS | 550 | 550 | 4300 | 4300 | 4800 | 4800 | 10000 | 10000 | 22775 | 22775
8 | 202 | Relocate Fire Siren, Includes New Pole | 1 | LS | 6100 | 6100 | 3300 | 3300 | 4400 | 4400 | 6000 | 6000 | 5610 | 5610
Earthwork | [5 empty] | 0 |  | 0 |  | 0 |  | 0 |  | 0
9 | 203 | Topsoil Stripped and Stockpiled (Estimate 6") | 1 | LS | 6000 | 6000 | 9700 | 9700 | 6000 | 6000 | 9000 | 9000 | 3910 | 3910
10 | 203 | Topsoil Replaced (Estimate 6") | 1 | LS | 7600 | 7600 | 2800 | 2800 | 6000 | 6000 | 10000 | 10000 | 5425 | 5425
11 | 203 | Excavation (Cut/Fill) | 1 | LS | 27000 | 27000 | 29900 | 29900 | 41000 | 41000 | 40000 | 40000 | 17205 | 17205
12 | 671 | Erosion Control Matting | 5750 | SY | 1.75 | 10062.5 | 2.25 | 12937.5 | 1.59 | 9142.5 | 2.25 | 12937.5 | 2.6 | 14950
Pavement | [5 empty] | 0 |  | 0 |  | 0 |  | 0 |  | 0
13 | 204 | Subgrade Preparation | 2205 | SY | 1 | 2205 | 1 | 2205 | 2 | 4410 | 2 | 4410 | 0.2 | 441
14 | 304 | ODOT 304 Aggregate Base – Aggregate Pavement at Boat Ramp (6") | 160 | CY | 84 | 13440 | 67 | 10720 | 71 | 11360 | 80 | 12800 | 120 | 19200
15 | 304 | ODOT 304 Aggregate Base – Aggregate Pavement at Drives (6") | 210 | CY | 84 | 17640 | 67 | 14070 | 71 | 14910 | 80 | 16800 | 130 | 27300
16 | 703 | ODOT No. 1 & 2 Aggregate Base - Aggregate Pavement at Boat Ramp (12") | 316 | CY | 68 | 21488 | 64 | 20224 | 68 | 21488 | 78 | 24648 | 128 | 40448
17 | 703 | ODOT No. 1 & 2 Aggregate Base - Aggregate Pavement at Drives (12") | 419 | CY | 68 | 28492 | 64 | 26816 | 68 | 28492 | 78 | 32682 | 129 | 54051
Sanitary Sewers | [5 empty] | 0 |  | 0 |  | 0 |  | 0 |  | 0
18 | 611 | 6" Sanitary Sewer w/ native backfill, complete (SDR-35) | 73 | LF | 74 | 5402 | 32 | 2336 | 60 | 4380 | 70 | 5110 | 59 | 4307
19 | 611 | 6" Sanitary Sewer w/ premium backfill, complete (SDR-35) | 20 | LF | 130 | 2600 | 50 | 1000 | 88 | 1760 | 90 | 1800 | 195 | 3900
20 | 611 | 48" Manhole, complete | 1 | EA | 3700 | 3700 | 3600 | 3600 | 4800 | 4800 | 3000 | 3000 | 3620 | 3620
Storm Sewers | [5 empty] | 0 |  | 0 |  | 0 |  | 0 |  | 0
21 | 611 | Catch Basin (ODOT 2-2B) | 3 | EA | 1600 | 4800 | 6300 | 18900 | 2500 | 7500 | 2500 | 7500 | 1685 | 5055
22 | 611 | Yard Inlet | 4 | EA | 1300 | 5200 | 6300 | 25200 | 1800 | 7200 | 1200 | 4800 | 1960 | 7840
23 | 602 | Stacked Stone Headwall | 6 | EA | 1700 | 10200 | 600 | 3600 | 3000 | 18000 | 2200 | 13200 | 1455 | 8730
24 | 601 | Headwall Rip Rap | 5 | EA | 1500 | 7500 | 600 | 3000 | 1500 | 7500 | 550 | 2750 | 435 | 2175
25 | 611 | Contingency Quantity – 24” Deep Aggregate Drain | 500 | LF | 16 | 8000 | 16 | 8000 | 26 | 13000 | 15 | 7500 | 19 | 9500
26 | 611 | 4” Shallow French Drain with Drainage Stone Backfill | 220 | LF | 17 | 3740 | 16 | 3520 | 29 | 6380 | 20 | 4400 | 29 | 6380
27 | 611 | 8" ODOT 611 Storm Sewer | 231 | LF | 41 | 9471 | 17 | 3927 | 40 | 9240 | 45 | 10395 | 50 | 11550
28 | 611 | 12" ODOT 611 Storm Sewer | 37 | LF | 45 | 1665 | 26 | 962 | 45 | 1665 | 50 | 1850 | 60 | 2220
29 | 611 | 15" ODOT 611 Storm Sewer | 121 | LF | 47 | 5687 | 26 | 3146 | 50 | 6050 | 65 | 7865 | 83 | 10043
Water Service | [5 empty] | 0 |  | 0 |  | 0 |  | 0 |  | 0
30 | 638 | 2" HDD HDPE Waterline, complete | 490 | LF | 25 | 12250 | 18 | 8820 | 38 | 18620 | 35 | 17150 | 21 | 10290
31 | Special | Connect Waterline to Existing Building, complete | 1 | EA | 500 | 500 | 700 | 700 | 1200 | 1200 | 325 | 325 | 1080 | 1080
32 | Special | Connect Waterline to Existing Well, complete | 1 | EA | 500 | 500 | 1000 | 1000 | 1200 | 1200 | 325 | 325 | 1770 | 1770
Electrical Service | [5 empty] | 0 |  | 0 |  | 0 |  | 0 |  | 0
33 | Special | Existing Pole Relocation/Removal | 1 | ALLOW | 5000 | 5000 | 5000 | 5000 | 5000 | 5000 | 5000 | 5000 | 5000 | 5000
34 | Special | Electrical Conduit 2-2” PVC Schedule 40, Including Trench & Backfill | 500 | LF | 19 | 9500 | 18 | 9000 | 32 | 16000 | 28 | 14000 | 44 | 22000
35 | Special | Electrical Wire #6 AWG THHN-THWN | 2000 | LF | 2 | 4000 | 2 | 4000 | 3 | 6000 | 2.25 | 4500 | 3 | 6000
Site Landscape | [5 empty] | 0 |  | 0 |  | 0 |  | 0 |  | 0
36 | 659 | Fine Grading and Lawn Seeding | 5750 | SY | 2 | 11500 | 1 | 5750 | 3 | 17250 | 1 | 5750 | 3 | 17250
37 | 659 | Temporary Seeding at Future WWTP & Boat Service Sites | 1650 | SY | 1.5 | 2475 | 1 | 1650 | 1.4 | 2310 | 1 | 1650 | 3 | 4950
BASE BID - Total of All Unit Price Bid Items | [5 empty] | 288630.5 |  | 289626.5 |  | 336702.5 |  | 349375 |  | 410582
Alternate # 1
Item |  | Description | Estimated Bid Quantity | Unit of Measure | Bid Unit | Bid Price | Bid Unit | Bid Price | Bid Unit | Bid Price | Bid Unit | Bid Price | Bid Unit | Bid Price
[5 empty] | Price |  | Price |  | Price |  | Price |  | Price
Alt. 1-1 |  | ODOT 301 Asphalt Concrete Base Course – Standard Duty Asphalt | 105 | CY | 225 | 23625 | 315 | 33075 | 350 | 36750 | 250 | 26250 | 390 | 40950
Alt. 1-2 |  | ODOT 441 Asphalt Concrete Surface Course, Type 1 (448) - Standard Duty Asphalt Pavement (1 1/4") | 34 | CY | 400 | 13600 | 670 | 22780 | 600 | 20400 | 425 | 14450 | 405 | 13770
Alt. 1-3 |  | ODOT No. 1 & 2 Aggregate Base – Aggregate Pavement at Boat Ramp (6 1/4") | 177 | CY | 68 | 12036 | 40 | 7080 | 71 | 12567 | 80 | 14160 | 127 | 22479
Alternate # 1 | [5 empty] | 49261 |  | 62935 |  | 69717 |  | 54860 |  | 77199
|  | Base Bid + Alternate #1 |  |  |  | 337891.5 |  | 352561.5 |  | 406419.5 |  | 404235 |  | 487781

## TA Boat Storage
Deersville Ridge Road RV and Boat Storage Lot
Bid Tab 6/26/19
|  |  |  | Bidder 1 |  | Bidder 2 |  | Bidder 3 |  | Bidder 4
Item | Description | Unit | Estimated | Bid | Bid Total | Bid | Bid Total | Bid | Bid Total | Bid | Bid Total
No. |  |  | Quantity | Unit Price |  | Unit Price |  | Unit Price |  | Unit Price
Site Preparation
1 | Mobilization | LS | 1 | 11900 | 11900 | 17220 | 17220 | 5000 | 5000 | 8000 | 8000
2 | Construction Layout Stakes and Surveying | LS | 1 | 5400 | 5400 | 3000 | 3000 | 5000 | 5000 | 5000 | 5000
3 | Silt Fence | LF | 1025 | 3 | 3075 | 4 | 4100 | 3.5 | 3587.5 | 3.5 | 3587.5
4 | Construction Fence | LF | 300 | 3 | 900 | 7 | 2100 | 2 | 600 | 5 | 1500
5 | Clearing and Grubbing | LS | 1 | 6000 | 6000 | 16500 | 16500 | 4000 | 4000 | 3000 | 3000
6 | Concrete Washout Station | EA | 1 | 500 | 500 | 500 | 500 | 1700 | 1700 | 1000 | 1000
7 | Construction Entrance | LS | 1 | 1300 | 1300 | 18900 | 18900 | 6000 | 6000 | 8000 | 8000
8 | Temporary Sediment Basin and Outlet Structure | LS | 1 | 11500 | 11500 | 4625 | 4625 | 4560 | 4560 | 9000 | 9000
|  | Total Site Preparation |  |  | 40575 |  | 66945 |  | 30447.5 |  | 39087.5
Earthwork
9 | Topsoil Stripped and Stockpiled | LS | 1 | 7500 | 7500 | 11500 | 11500 | 23010 | 23010 | 12000 | 12000
10 | Topsoil Spoils Spread on Site | LS | 1 | 2550 | 2550 | 4500 | 4500 | 6484.5 | 6484.5 | 10000 | 10000
11 | Excavation | CY | 5500 | 2 | 11000 | 3.5 | 19250 | 4 | 22000 | 3.5 | 19250
12 | Embankment | CY | 7919 | 2 | 15838 | 5 | 39595 | 3.5 | 27716.5 | 2.5 | 19797.5
13 | Borrow | LS | 1 | 8000 | 8000 | 14000 | 14000 | 45000 | 45000 | 18000 | 18000
14 | Subgrade Compaction | SY | 14792 | 0.25 | 3698 | 0.25 | 3698 | 0.5 | 7396 | 1 | 14792
15 | Fine Grading | SY | 8506 | 0.25 | 2126.5 | 0.5 | 4253 | 1 | 8506 | 1 | 8506
16 | Seeding and Mulching | SY | 11500 | 0.75 | 8625 | 1.4 | 16100 | 1.25 | 14375 | 1.25 | 14375
|  | Total Earthwork |  |  | 59337.5 |  | 112896 |  | 154488 |  | 116720.5
Pavement
17 | Sawcut Existing Pavement | LF | 130 | 9 | 1170 | 3 | 390 | 5 | 650 | 6 | 780
18 | #1 &#2 Aggregate Base | CY | 2135 | 62 | 132370 | 44 | 93940 | 65 | 138775 | 58 | 123830
19 | ODOT 304 Aggregate Base | CY | 1011 | 65 | 65715 | 70 | 70770 | 71 | 71781 | 84 | 84924
20 | Geotextile Fabric ODOT Type ‘B’ | SY | 796 | 1.5 | 1194 | 2.5 | 1990 | 1.13 | 899.48 | 2 | 1592
21 | Geotextile Fabric ODOT Type ‘D’ | SY | 12229 | 1 | 12229 | 0.75 | 9171.75 | 0.75 | 9171.75 | 1.5 | 18343.5
22 | ODOT 441 Asphalt Concrete Surface Course, Type 1 (448) (2.5") | CY | 16 | 470 | 7520 | 370 | 5920 | 400 | 6400 | 440 | 7040
23 | ODOT 441 Asphalt Concrete Intermediate Course Type 2 (448) (3.5") | CY | 22 | 470 | 10340 | 310 | 6820 | 300 | 6600 | 440 | 9680
|  | Total Pavement |  |  | 230538 |  | 189001.75 |  | 234277.23 |  | 246189.5
Storm Water Management
24 | Slope Protection Matting | SY | 6620 | 2 | 13240 | 2.75 | 18205 | 1.59 | 10525.8 | 2.25 | 14895
25 | Catch Basin 2-2 | EA | 4 | 4400 | 17600 | 1450 | 5800 | 2500 | 10000 | 1600 | 6400
26 | Outlet Control Structure | EA | 1 | 3800 | 3800 | 1300 | 1300 | 3000 | 3000 | 2600 | 2600
27 | ODOT 511 Half Height Headwall | EA | 3 | 700 | 2100 | 350 | 1050 | 1600 | 4800 | 900 | 2700
28 | ODOT 511 Full Height Headwall | EA | 1 | 1100 | 1100 | 600 | 600 | 2000 | 2000 | 1200 | 1200
29 | Rock Channel Protection Type ‘B’ | 15 | 71 | 90 | 6390 | 70 | 4970 | 90 | 6390 | 105 | 7455
30 | Rock Channel Protection Type ‘C’ | CY | 65 | 90 | 5850 | 70 | 4550 | 85 | 5525 | 105 | 6825
31 | Rock Channel Protection Type ‘D’ | CY | 8 | 90 | 720 | 70 | 560 | 85 | 680 | 150 | 1200
32 | ODOT 511 Concrete Curb and Gutter | LF | 125 | 51 | 6375 | 50 | 6250 | 40 | 5000 | 85 | 10625
33 | 12” RCP Storm Sewer Culvert | LF | 250 | 34 | 8500 | 35 | 8750 | 43 | 10750 | 48 | 12000
34 | 18” RCP Storm Sewer Culvert | LF | 425 | 40 | 17000 | 48 | 20400 | 50 | 21250 | 62 | 26350
|  | Total Storm Water Management |  |  | 82675 |  | 72435 |  | 79920.8 |  | 92250
Electrical
35 | Site Electrical | LS | 1 | 65000 | 65000 | 61000 | 61000 | 38856 | 38856 | 60000 | 60000
36 | Electrical Service Extension Allowance | LS | 1 | 5000 | 5000 | 5000 | 5000 | 5000 | 5000 | 5000 | 5000
|  | Total Electrical |  |  | 70000 |  | 66000 |  | 43856 |  | 65000
Chainlink Security Fence
37 | Fencing – 6’ Ht. Chain Link Including Double Gates and Barbed Wire | LF | 1355 | 38 | 51490 | 36 | 48780 | 41 | 55555 | 38 | 51490
38 | Double Leaf Metal Pipe Gate | EA | 1 | 2300 | 2300 | 4000 | 4000 | 9500 | 9500 | 4500 | 4500
|  | Total Chainlink Security Fence |  |  | 53790 |  | 52780 |  | 65055 |  | 55990
Total of All Unit Price Bid Items |  |  |  |  | 536915.5 |  | 560057.75 |  | 608044.53 |  | 615237.5

## TA Marina Fuel
Tappan Marina Fueling System Upgrades
Thursday November 21, 2019 2:00PM
Bid tabulation |  |  |  |  | Bidder 1 |  | Bidder 2
Item No. | ODOT Ref No. | Description | Unit | Quantity | Unit Cost | Total Cost | Unit Cost | Total Cost
1 | Special | Contract Bond & Insurance | LUMP | 1 | 7000 | 7000 |  | 8220
2 | Special | Mobilization | LUMP | 1 | 3000 | 3000 |  | 7270
3 | Special | Construction Staking | LUMP | 1 | 1500 | 1500 |  | 0
4 | 832 | Temporary Sediment and Erosion Control | LUMP | 1 | 2500 | 2500 |  | 5430
5 | 607 | Construction Fence /Gate | EA | 1 | 3000 | 3000 |  | 2894
6 | 832 | Concrete Washout Station | EA | 1 | 2500 | 2500 |  | 2594
7 | 202 | Sawcut & Removal of Asphalt Pavement for Utility Trenches | LS | 1 | 3000 | 3000 |  | 12710
8 | 202 | Concrete Pavement Removal | SY | 3 | 700 | 2100 |  | 5044
9 | 202 | Gravel Pavement Removal | SY | 20 | 100 | 2000 |  | 3662
10 | 202 | Site Utility Removal, Capping, or Abandoning | LS | 1 | 5000 | 5000 |  | 3294
11 | 203 | Topsoil Stripped and Stockpiled (Estimate 6") | CY | 24 | 125 | 3000 |  | 5922
12 | 203 | Topsoil Replaced (Estimate 6") | CY | 24 | 125 | 3000 |  | 5094
13 | 203 | Excavation (Cut/Fill) | CY | 38 | 100 | 3800 |  | 5094
14 | 203 | Excess Material Hauled Off Site (to Boat Storage Area) | CY | 42 | 35 | 1470 |  | 4594
15 | 671 | Erosion Control Matting | SY | 200 | 10 | 2000 |  | 5694
16 | Special | Aggregate Pavement Repair for Utility Trenches, complete | SY | 185 | 30 | 5550 |  | 7682
17 | 204 | Subgrade Preparation | SY | 20 | 30 | 600 |  | 4398
18 | 304 | ODOT 304 Aggregate Base - Aggregate Pavement (6") | CY | 4 | 30 | 120 |  | 5094
19 | 701 | ODOT No. 1 & 2 Aggregate Base - Aggregate Pavement (6") | CY | 4 | 30 | 120 |  | 6769
20 | Special | Landscape Blocks at Fuel Tank | LS | 1 | 4000 | 4000 |  | 12094
21 | 611 | 1.5" Sanitary HDD HDPE DR-11 Forcemain, complete | LF | 160 | 80 | 12800 |  | 8594
22 | 611 | 1.5" Sanitary HDPE Vacuum Line from Courtesy Dock, complete | LF | 308 | 100 | 30800 |  | 17094
23 | Special | Vacuum Pump 36"x36" Base, includes 6" concrete & 4" ODOT 304 Aggregate, (Pump itself provided and installed by others) | EA | 1 | 2000 | 2000 |  | 5594
24 | Special | Connection to existing WWTP, complete | EA | 1 | 2000 | 2000 |  | 3614
25 | Special | Branch circuit breakers installed in existing panelboard | EA | 4 | 500 | 2000 |  | 8594
26 | Special | Fuel Leak Detection System | LS | 1 | 18000 | 18000 |  | 28794
27 | Special | Disconnect existing fuel tank pump and removal of existing branch circuiting | LS | 1 | 5000 | 5000 |  | 3694
28 | Special | Branch circuit wiring and conduit, including trenching and backfill. | LS | 1 | 20000 | 20000 |  | 10894
29 | Special | Card reader pathway, including trenching and backfill | LS | 1 | 6000 | 6000 |  | 7494
30 | Special | Connections to owner provided equipment | EA | 3 | 300 | 900 |  | 8596
31 | Special | Modification of Existing AST, Including STP Removal, New Suction piping, Anti-Siphon Valve, Spill Containment, Full Cap Overfill Protection, Thermal Pressure Relief Valve, Power Wash, Sealing, and Placard, Per Plan | LS | 1 | 8000 | 8000 |  | 10908
32 | Special | 1-1/2" Landside Piping within 4" Pipe Chase, with Manual Shutoff Valve, Anti-Siphon Valve & Leak Detection, Per plan | LF | 175 | 120 | 21000 |  | 17905
33 | Special | 1-1/2" Piping with Dry Disconnect Coupling, Onshore Transition Sump to Dockside Transition Sump, Per Plan | LF | 48 | 200 | 9600 |  | 7294
34 | Special | 1-1/2" Above-Ground, Dockside Transition Sump to Dispenser Sump, Dockside Piping, Per Plan | LF | 172 | 200 | 34400 |  | 16094
35 | Special | Fuel Tank Transition Sump, Incl. all Fittings & Valves | EA | 1 | 5000 | 5000 |  | 6280
36 | Special | Landside Fuel Transition Sump, Incl. all Fittings & Valves | EA | 1 | 7000 | 7000 |  | 6280
37 | Special | Dock Fuel Transition Sump, Incl. all Fittings & Valves | EA | 1 | 7000 | 7000 |  | 6280
38 | Special | Dispenser Containment Sump | EA | 1 | 2000 | 2000 |  | 2894
39 | Special | Dual Nozzle Suction-Pump Dispenser with 25' of hose and retractable reel each nozzle, Per Plan | EA | 1 | 20000 | 20000 |  | 23094
40 | 659 | Fine Grading and Lawn Seeding | SY | 262 | 10 | 2620 |  | 3500
41 | Special | Owner's Contingency Allowance | ALLOW | 1 | 10000 | 10000 | 10000 | 10000
42 | Special | Soil Sampling of existing fuel pipe trench & shutoff valve sump | ALLOW | 1 | 2500 | 2500 | 2500 | 2500
43 | Special | Contaminated Soil Disposal | ALLOW | 1 | 7500 | 7500 | 7500 | 7500
Total of All Unit Price Bid Items | [5 empty] | 291380 |  | 337044
Alternate #1 |  | 6’ Ornamental Fence with Single Gate | LF | 92 | 145 | 13340 |  | 17700
Total of All Unit Price Bid Items Plus Alternate #1 | [5 empty] | 304720 |  | 354744

## TA Marina WWTP
Tappan Lake Marina WWTP and Sanitary Improvemnts
Bid Opening: Wednesday February 26th, 2020 2:00pm
UNOFFICIAL BID RESULTS
Item No. | Description | Unit | Estimated Quantity | Bidder 1 |  | Bidder 2 |  | Bidder 3 |  | Bidder 4 |  | Bidder 5 |  | Bidder 6 |  | Bidder 7 |  | Bidder 8
1 | Mobilization | EA | 1 | 102988 | 102988 | 21500 | 21500 | 10000 | 10000 | 20000 | 20000 | 25000 | 25000 | 29000 | 29000 | 225000 | 225000 | 22606 | 22606
2 | Construction Layout Staking | EA | 1 | 8533 | 8533 | 7000 | 7000 | 5800 | 5800 | 9000 | 9000 | 3500 | 3500 | 19750 | 19750 | 9950 | 9950 | 43217 | 43217
3 | Chain Link Fence | LF | 390 | 50 | 19500 | 58 | 22620 | 59.85 | 23341.5 | 60 | 23400 | 52 | 20280 | 36 | 14040 | 79 | 30810 | 84 | 32760
4 | Fencing 20' Double Wide Gate | EA | 1 | 3727 | 3727 | 4400 | 4400 | 1900 | 1900 | 2000 | 2000 | 4000 | 4000 | 1100 | 1100 | 5600 | 5600 | 7070 | 7070
5 | Excavation for Wastewater Plant Area and Tanks | CY | 700 | 55 | 38500 | 29 | 20300 | 45.2 | 31640 | 57 | 39900 | 40 | 28000 | 20 | 14000 | 17.3 | 12110 | 39 | 27300
6 | Aggregate #304 for Wasterwater Plant Area | CY | 200 | 74 | 14800 | 92 | 18400 | 85 | 17000 | 68 | 13600 | 64 | 12800 | 50 | 10000 | 84.35 | 16870 | 133 | 26600
7 | Aggregate #57 for Wastewater Plant Area | CY | 75 | 63 | 4725 | 138 | 10350 | 89 | 6675 | 80 | 6000 | 36 | 2700 | 60 | 4500 | 102 | 7650 | 108 | 8100
8 | Backfill for WWTP Tanks | CY | 120 | 173 | 20760 | 60 | 7200 | 130 | 15600 | 36 | 4320 | 82 | 9840 | 49 | 5880 | 120 | 14400 | 93 | 11160
9 | 6" Sanitary Sewer w. native backfill, complete (SDR-35) | LF | 200 | 35 | 7000 | 46 | 9200 | 100 | 20000 | 52 | 10400 | 65 | 13000 | 68 | 13600 | 80 | 16000 | 170 | 34000
10 | 6" Sanitary Sewer w. premiem backfill, complete (SDR-35) | LF | 346 | 64 | 22144 | 82 | 28372 | 152.7 | 52834.2 | 74 | 25604 | 97 | 33562 | 102 | 35292 | 170 | 58820 | 29 | 10034
11 | 1.5" Sanitary HDD HDPE DR-9 Forcemain Complete | LF | 775 | 23.5 | 18212.5 | 38 | 29450 | 24 | 18600 | 32 | 24800 | 29 | 22475 | 139 | 107725 | 25 | 19375 | 259 | 200725
12 | 48" Manhole, complete | EA | 5 | 5790 | 28950 | 4250 | 21250 | 4800 | 24000 | 4500 | 22500 | 4000 | 20000 | 7000 | 35000 | 5500 | 27500 | 15565 | 77825
13 | Grinder Pump Station with Valve vault, complete | EA | 2 | 48530 | 97060 | 91400 | 182800 | 84000 | 168000 | 52000 | 104000 | 98000 | 196000 | 105000 | 210000 | 91000 | 182000 | 19030 | 38060
14 | Wastewater Treatment Plant, Complete | EA | 1 | 577925 | 577925 | 526000 | 526000 | 537088 | 537088 | 603450 | 603450 | 570000 | 570000 | 640381 | 640381 | 567000 | 567000 | 931468 | 931468
15 | 4x Service Entrance Manual Transfer Switch | EA | 1 | 4000 | 4000 | 11200 | 11200 | 10000 | 10000 | 7200 | 7200 | 11000 | 11000 | 10000 | 10000 | 11000 | 11000 | 11698 | 11698
16 | 4x Branch Circuit Panelboard | EA | 1 | 3722 | 3722 | 4350 | 4350 | 4000 | 4000 | 6800 | 6800 | 4000 | 4000 | 4000 | 4000 | 4150 | 4150 | 11376 | 11376
17 | 4x Minipower Center | EA | 1 | 27822 | 27822 | 4800 | 4800 | 5000 | 5000 | 25000 | 25000 | 5000 | 5000 | 4600 | 4600 | 4600 | 4600 | 39258 | 39258
18 | 4x Pump Control Panel Connection (panels supplied as a part of the WWTP package) | EA | 2 | 556 | 1112 | 1090 | 2180 | 1000 | 2000 | 9000 | 18000 | 1000 | 2000 | 1030 | 2060 | 1050 | 2100 | 4178 | 8356
19 | 4x WWTP Contol Panel Connection (panelts supplied as a part of the WWTP package) | EA | 8 | 167 | 1336 | 750 | 6000 | 700 | 5600 | 1200 | 9600 | 800 | 6400 | 730 | 5840 | 715 | 5720 | 1077 | 8616
20 | 4x Utility Disconnect Switch/Meter | EA | 1 | 3445 | 3445 | 2050 | 2050 | 1800 | 1800 | 2900 | 2900 | 2000 | 2000 | 1900 | 1900 | 2000 | 2000 | 11055 | 11055
21 | Equipement Support/Mounting Rack | EA | 1 | 2778 | 2778 | 2870 | 2870 | 2500 | 2500 | 5200 | 5200 | 3000 | 3000 | 2700 | 2700 | 2750 | 2750 | 11569 | 11569
22 | Remote Terminal Unit-SCADA | EA | 1 | 889 | 889 | 32000 | 32000 | 31000 | 31000 | 38500 | 38500 | 36000 | 36000 | 1300 | 1300 | 31695 | 31695 | 9384 | 9384
23 | Electric Service | EA | 1 | 3333 | 3333 | 12600 | 12600 | 11000 | 11000 | 12200 | 12200 | 13000 | 13000 | 12000 | 12000 | 18535 | 18535 | 10926 | 10926
24 | Grounding | EA | 1 | 2000 | 2000 | 310 | 310 | 300 | 300 | 1600 | 1600 | 300 | 300 | 300 | 300 | 300 | 300 | 9384 | 9384
25 | Site Lighting, Pole, Base, and Luminaire | EA | 2 | 5778 | 11556 | 6600 | 13200 | 6000 | 12000 | 5800 | 11600 | 6500 | 13000 | 6200 | 12400 | 6350 | 12700 | 10219 | 20438
26 | Feeders | LS | 1 | 4222 | 4222 | 21600 | 21600 | 19000 | 19000 | 9200 | 9200 | 22000 | 22000 | 20000 | 20000 | 20750 | 20750 | 11955 | 11955
27 | Control/Monitoring/Cabling | LS | 1 | 4000 | 4000 | 2870 | 2870 | 2500 | 2500 | 13500 | 13500 | 3000 | 3000 | 2600 | 2600 | 2750 | 2750 | 11698 | 11698
28 | HDD 4" Conduit Installation (2 Conduits @ 350 feet each) | LF | 700 | 28 | 19600 | 38 | 26600 | 24 | 16800 | 28 | 19600 | 29 | 20300 | 70 | 49000 | 27.45 | 19215 | 0 | 0
29 | 4x Control Panel Connection( Panel supplied in grinder pump package) | EA | 2 | 667 | 1334 | 810 | 1620 | 800 | 1600 | 1000 | 2000 | 800 | 1600 | 775 | 1550 | 780 | 1560 | 4306 | 8612
30 | 4X Enclosed Service Rated Circuit Breaker | EA | 2 | 0 | 0 | 0 | 0 |  | 0 | 0 | 0 | 0 | 0 | 0 | 0 | 0 | 0 | 0 | 0
31 | SCADA Wiring and Conduit (wired to RTU at WWTP) | EA | 2 | 2222 | 4444 | 6370 | 12740 | 6000 | 12000 | 7000 | 14000 | 6400 | 12800 | 6000 | 12000 | 6100 | 12200 | 6106 | 12212
32 | Equipment Wiring | EA | 2 | 889 | 1778 | 685 | 1370 | 600 | 1200 | 2400 | 4800 | 700 | 1400 | 700 | 1400 | 660 | 1320 | 4563 | 9126
33 | Grounding | EA | 2 | 889 | 1778 | 200 | 400 | 200 | 400 | 500 | 1000 | 200 | 400 | 300 | 600 | 220 | 440 | 4563 | 9126
34 | 1" HDPE Waterline Connection, complete | LF | 30 | 114 | 3420 | 25 | 750 | 30 | 900 | 56 | 1680 | 70 | 2100 | 40 | 1200 | 80 | 2400 | 158 | 4740
35 | Furnish and Install Yard Hydrant | EA | 1 | 1597 | 1597 | 1500 | 1500 | 1200 | 1200 | 1250 | 1250 | 2000 | 2000 | 865 | 865 | 1900 | 1900 | 6913 | 6913
36 | Miscellaneoud Rock Excavation | CY | 65 | 75 | 4875 | 100 | 6500 | 50 | 3250 | 180 | 11700 | 100 | 6500 | 100 | 6500 | 120 | 7800 | 211 | 13715
Total of All Unit Price Bid Items |  |  |  |  | 1073865.5 |  | 1076352 |  | 1076528.7 |  | 1126304 |  | 1128957 |  | 1293083 |  | 1358970 |  | 1711082

## TA Marina Reno
Tappan Lake Marina Renovation Unit Price Breakdown | [5 empty] | Bid Opening: Wednesday June 24th, 2020 2:00pm
|  |  |  | Bidder 1 |  | Bidder 2 |  | Bidder 3 |  | Bidder 4 |  | Bidder 5 |  | Bidder 6
Item No. | Description | Unit | Quantity | Unit Cost | Total Cost | Unit Cost | Total Cost | Unit Cost | Total Cost | Unit Cost | Total Cost | Unit Cost | Total Cost | Unit Cost | Total Cost
Demolition and Site Preparation
1 | Mobilization & General Conditions | LUMP | 1 |  |  | 336500 | 336500 | 291989 | 291989 | 344249.42 | 344249.42 | 140717.93 | 140717.93
2 | Insurance & Bonding | LUMP | 1 |  |  | 61400 | 61400 | 49000 | 49000 | 36399 | 36399 | 40421.08 | 40421.08
3 | Temporary Sediment and Erosion Control | LUMP | 1 |  |  | 7840 | 7840 | 3645 | 3645 | 11079.39 | 11079.39 | 14531.32 | 14531.32
4 | Construction Fence /Gate | EA | 1 |  |  | 5630 | 5630 | 8167 | 8167 | 3788.68 | 3788.68 | 4894.47 | 4894.47
5 | Concrete Washout Station | EA | 1 |  |  | 1230 | 1230 | 400 | 400 | 1107.94 | 1107.94 | 651.87 | 651.87
6 | Tree Removal | EA | 4 |  |  | 480 | 1920 | 653 | 2612 | 553.97 | 2215.88 | 271.61 | 1086.44
7 | Sawcut Existing Pavement | LF | 103 |  |  | 3.74 | 385.22 | 2 | 206 | 2.22 | 228.66 | 4.11 | 423.33
8 | Asphalt Pavement Removal | SY | 1740 |  |  | 13.4 | 23316 | 3.45 | 6003 | 14.4 | 25056 | 21.08 | 36679.2
9 | Concrete Removal | SY | 335 |  |  | 20 | 6700 | 7 | 2345 | 19.94 | 6679.9 | 30.64 | 10264.4
10 | Gravel Pavement Removal | SY | 91 |  |  | 3.74 | 340.34 | 14 | 1274 | 16.62 | 1512.42 | 18.14 | 1650.74
11 | Site Utility Removal, Capping, or Abandoning | LS | 1 |  |  | 32940 | 32940 | 11728 | 11728 | 22158.79 | 22158.79 | 19360.6 | 19360.6
12 | Shower House Building Removal, Complete | LS | 1 |  |  | 2900 | 2900 | 3522 | 3522 | 5539.7 | 5539.7 | 8018.03 | 8018.03
13 | Boat Crane Removal, Complete | EA | 1 |  |  | 5340 | 5340 | 1589 | 1589 | 1329.53 | 1329.53 | 434.58 | 434.58
Earthwork | [6 empty] | 0 |  | 0 |  | 0 |  | 0
14 | Topsoil Stripped and Stockpiled (Estimate 6") | CY | 200 |  |  | 5 | 1000 | 5.5 | 1100 | 16.62 | 3324 | 26.94 | 5388
15 | Topsoil Replaced (Estimate 6") | CY | 180 |  |  | 33.1 | 5958 | 11.6 | 2088 | 22.16 | 3988.8 | 26.84 | 4831.2
16 | Excavation (Cut/Fill) | CY | 1200 |  |  | 7 | 8400 | 11 | 13200 | 25.48 | 30576 | 34.55 | 41460
17 | Excess Material Hauled Offsite | CY | 400 |  |  | 21.6 | 8640 | 17.3 | 6920 | 27.7 | 11080 | 26.07 | 10428
18 | Miscellaneous Rock Excavation | CY | 20 |  |  | 126 | 2520 | 71 | 1420 | 332.38 | 6647.6 | 135.81 | 2716.2
19 | Erosion Control Matting | SY | 510 |  |  | 3.5 | 1785 | 1.8 | 918 | 4.43 | 2259.3 | 2.61 | 1331.1
Pavement | [6 empty] | 0 |  | 0 |  | 0 |  | 0
20 | Subgrade Preparation | SY | 2121 |  |  | 1.1 | 2333.1 | 2.5 | 5302.5 | 2.72 | 5769.12 | 2.34 | 4963.14
21 | ODOT 441 Asphalt Concrete Surface Course, Type 1 (448) - Standard Duty Asphalt Pavement (1 1/4") | CY | 17 |  |  | 454 | 7718 | 423 | 7191 | 439.85 | 7477.45 | 325.94 | 5540.98
22 | ODOT 301 Asphalt Concrete Base Course - Standard Duty Asphalt Pavement (4") | CY | 56 |  |  | 283 | 15848 | 234 | 13104 | 346.78 | 19419.68 | 269.44 | 15088.64
23 | ODOT 304 Aggregate Base - Standard Duty Asphalt Pavement (6") | CY | 85 |  |  | 107 | 9095 | 77 | 6545 | 83.1 | 7063.5 | 124.94 | 10619.9
24 | ODOT 304 Aggregate Base - Standard Duty Concrete Pavement (4") | CY | 44 |  |  | 107 | 4708 | 86.25 | 3795 | 564.04 | 24817.76 | 146.67 | 6453.48
25 | ODOT 304 Aggregate Base - Aggregate Pavement (8") | CY | 277 |  |  | 107 | 29639 | 67 | 18559 | 156.79 | 43430.83 | 112.99 | 31298.23
26 | AASHTO #57 Aggregate Surface Course- Aggregate Pavement (4") | CY | 137 |  |  | 135 | 18495 | 59 | 8083 | 523.68 | 71744.16 | 101.04 | 13842.48
27 | ODOT No. 1 & 2 Aggregate Base-Aggregate Pavement (6") | CY | 207 |  |  | 130 | 26910 | 63 | 13041 | 278.07 | 57560.49 | 155.36 | 32159.52
28 | ODOT 451 Reinforced Concrete - Standard Duty Pavement (4") | CY | 44 |  |  | 600 | 26400 | 405.5 | 17842 | 680.45 | 29939.8 | 532.68 | 23437.92
29 | ADA Access Ramp Handrailing | LF | 100 |  |  | 100 | 10000 | 78 | 7800 | 66.97 | 6697 | 83.93 | 8393
30 | Exterior Stairs with Handrails & Cheekwalls | LF | 65 |  |  | 400 | 26000 | 142 | 9230 | 153.8 | 9997 | 314.97 | 20473.05
31 | Parking Lot Striping | LF | 244 |  |  | 1.5 | 366 | 2 | 488 | 6.04 | 1473.76 | 5.92 | 1444.48
32 | Transverse Striping | LF | 240 |  |  | 1.5 | 360 | 2 | 480 | 2.11 | 506.4 | 2.06 | 494.4
33 | ADA Pavement Markings | EA | 4 |  |  | 54 | 216 | 100 | 400 | 166.19 | 664.76 | 162.97 | 651.88
34 | Concrete Deck Abutment at Upper Leval Deck | EA | 1 |  |  | 5050 | 5050 | 7333 | 7333 | 2608.18 | 2608.18 | 1451.47 | 1451.47
Site Furnishings / Amenities | [6 empty] | 0 |  | 0 |  | 0 |  | 0
35 | Steel Pipe Bollards at Dumpster Enclosure | EA | 3 |  |  | 750 | 2250 | 438 | 1314 | 446.87 | 1340.61 | 615.8 | 1847.4
Sanitary Sewers | [6 empty] | 0 |  | 0 |  | 0 |  | 0
36 | 6" Sanitary Sewer w/ native backfill, complete (SDR-35) | LF | 145 |  |  | 94 | 13630 | 33 | 4785 | 116.33 | 16867.85 | 105.39 | 15281.55
37 | 6" Sanitary Sewer w/ premium backfill, complete (SDR-35) | LF | 63 |  |  | 140 | 8820 | 46 | 2898 | 193.89 | 12215.07 | 208.71 | 13148.73
38 | 6" Cleanout, complete | EA | 5 |  |  | 335 | 1675 | 288 | 1440 | 443.18 | 2215.9 | 71.71 | 358.55
39 | Drop Connection to Existing Manhole, complete | EA | 1 |  |  | 3428 | 3428 | 1500 | 1500 | 830.95 | 830.95 | 312.36 | 312.36
40 | Core Drill into Existing Grinder Pump, complete | EA | 1 |  |  | 2340 | 2340 | 245 | 245 | 942.86 | 942.86 | 249.88 | 249.88
41 | 1,000-gallon Grease Trap, complete | EA | 1 |  |  | 6250 | 6250 | 9790 | 9790 | 10737.04 | 10737.04 | 10305.01 | 10305.01
Storm Sewers | [6 empty] | 0 |  | 0 |  | 0 |  | 0
42 | Nyoplast Yard Drain | EA | 3 |  |  | 2670 | 8010 | 950 | 2850 | 2215.88 | 6647.64 | 1390.66 | 4171.98
43 | Precast Concrete Outlet for Roof Drains | EA | 3 |  |  | 2467 | 7401 | 75 | 225 | 315.76 | 947.28 | 334.63 | 1003.89
44 | 6" PVC Storm Sewer | LF | 210 |  |  | 68 | 14280 | 24 | 5040 | 94.17 | 19775.7 | 52.15 | 10951.5
45 | 8" PVC Storm Sewer | LF | 188 |  |  | 78.5 | 14758 | 25.5 | 4794 | 105.25 | 19787 | 66.71 | 12541.48
46 | 4" Underdrain at Water Cistern, Including Stone & Fabric | LF | 50 |  |  | 24.6 | 1230 | 17 | 850 | 22.16 | 1108 | 25.1 | 1255
Water Service | [6 empty] | 0 |  | 0 |  | 0 |  | 0
47 | 2" HDD HDPE Waterline, complete | LF | 12 |  |  | 105 | 1260 | 18.75 | 225 | 55.4 | 664.8 | 68.45 | 821.4
48 | 1.5" HDD HDPE Waterline, complete | LF | 450 |  |  | 104 | 46800 | 18.75 | 8437.5 | 37.67 | 16951.5 | 35.85 | 16132.5
49 | Furnish & Install Yard Hydrant | EA | 2 |  |  | 2253 | 4506 | 1012 | 2024 | 1661.91 | 3323.82 | 1439.55 | 2879.1
50 | 1.5" Gate Valve & Box, complete | EA | 2 |  |  | 775 | 1550 | 272 | 544 | 1107.94 | 2215.88 | 999.54 | 1999.08
51 | 5,800-gallon Water Storage Tank, baffles, and w/ associated piping, complete | EA | 1 |  |  | 30900 | 30900 | 18848 | 18848 | 38777.88 | 38777.88 | 45087.83 | 45087.83
52 | Water Treatment Plant Equipment, complete | EA | 1 |  |  | 129200 | 129200 | 115000 | 115000 | 134060.65 | 134060.65 | 135680.13 | 135680.13
Electrical Service Items for Water Treatment Plant | [6 empty] | 0 |  | 0 |  | 0 |  | 0
53 | Controls / Monitoring Cabling | LS | 1 |  |  | 610 | 610 | 638 | 638 | 635.96 | 635.96 | 623.62 | 623.62
54 | Feeders | LS | 1 |  |  | 760 | 760 | 796 | 796 | 794.39 | 794.39 | 778.99 | 778.99
55 | Equipment Wiring | LS | 1 |  |  | 1100 | 1100 | 1124 | 1124 | 1120.13 | 1120.13 | 1098.4 | 1098.4
56 | Grounding | LS | 1 |  |  | 400 | 400 | 2287 | 2287 | 377.81 | 377.81 | 370.48 | 370.48
57 | Communication Conduit | LS | 1 |  |  | 670 | 670 | 1084 | 1084 | 702.43 | 702.43 | 688.81 | 688.81
Mechanical Service Items for Water Treatment Plant | [6 empty] | 0 |  | 0 |  | 0 |  | 0
58 | Emergency Eyewash / Shower Combo & Plumbing | LS | 1 |  |  | 2400 | 2400 | 2489 | 2489 | 2481.78 | 2481.78 | 1358.07 | 1358.07
59 | Miscellaneous Plumbing and Valves | LS | 1 |  |  | 1790 | 1790 | 3953 | 3953 | 1726.17 | 1726.17 | 10049.7 | 10049.7
Site Electrical | [6 empty] | 0 |  | 0 |  | 0 |  | 0
60 | Site Electrical | LS | 1 |  |  | 26100 | 26100 | 27156 | 27156 | 27078.04 | 27078.04 | 29812.29 | 29812.29
61 | Site Lighting | LS | 1 |  |  | 20300 | 20300 | 21052 | 21052 | 20992.13 | 20992.13 | 23844.4 | 23844.4
62 | Site Telecommunications | LS | 1 |  |  | 15100 | 15100 | 15697 | 15697 | 15651.86 | 15651.86 | 17521.24 | 17521.24
Miscellaneous Utility Services | [6 empty] | 0 |  | 0 |  | 0 |  | 0
63 | Gas Service to Building from Propane Tank | LF | 15 |  |  | 145 | 2175 | 147 | 2205 | 147.73 | 2215.95 | 21.73 | 325.95
Site Landscape | [6 empty] | 0 |  | 0 |  | 0 |  | 0
64 | Fine Grading and Lawn Seeding | SY | 1240 |  |  | 2.85 | 3534 | 2 | 2480 | 4.09 | 5071.6 | 1.09 | 1351.6
65 | ODOT 659.09 4B Low Growing Native Seed Mix | SY | 435 |  |  | 3.42 | 1487.7 | 3.5 | 1522.5 | 3.55 | 1544.25 | 4.35 | 1892.25
66 | River Rock Cobbles- 6" Depth | CY | 13 |  |  | 194 | 2522 | 200 | 2600 | 204.46 | 2657.98 | 162.97 | 2118.61
Marina Building Renovation | [6 empty] | 0 |  | 0 |  | 0 |  | 0
67 | General – Marina Building Renovation | LS | 1 |  |  | 2144945.64 | 2144945.64 | 2424514 | 2424514 | 2077000 | 2077000 | 2753650.51 | 2753650.51
68 | ACM Mgt & Disposal – Marina Building Renovation | SF | 3715 |  |  | 7 | 26005 | 3.3 | 12259.5 | 7.75 | 28791.25 | 6.54 | 24296.1
69 | Mechanical - Marina Building Renovation | LS | 1 |  |  | 458750 | 458750 | 477372 | 477372 | 480437.85 | 480437.85 | 470079.36 | 470079.36
70 | Plumbing – Marina Building Renovation | LS | 1 |  |  | 176000 | 176000 | 181778 | 181778 | 181258.87 | 181258.87 | 293295.76 | 293295.76
71 | Electrical – Marina Building Renovation | LS | 1 |  |  | 380000 | 380000 | 395271 | 395271 | 394142.76 | 394142.76 | 419092.96 | 419092.96
72 | Telecommunications – Marina Building Renovation | LS | 1 |  |  | 7170 | 7170 | 7460 | 7460 | 7438.7 | 7438.7 | 8380.9 | 8380.9
73 | Fire Alarm – Marina Building Renovation | LS | 1 |  |  | 35000 | 35000 | 36333 | 36333 | 36229.61 | 36229.61 | 38786.39 | 38786.39
Site Allowances | [6 empty] | 0 |  | 0 |  | 0 |  | 0
74 | Owner's Contingency Allowance | ALLOW | 1 |  |  | 40000 | 40000 | 40000 | 40000 | 40000 | 40000 | 40000 | 40000
[7 empty] | 4342990 |  | 4368200 |  | 4426150.85 |  | 4935044.82 |  | 0
Item | Description of Alternate | Unit | Estimated Quantity
Alt. # 7 | Resinous Floor Finish | LS | 1 |  |  | 57900 | 57900 | 59000 | 59000 | 57700 | 57700 | 85689.34 | 85689.34 | 0 | 0
|  |  |  | Bid Rejected |  |  | 4400890 |  | 4427200 |  | 4483850.85 |  | 5020734.16 | Bid Rejected